## 1. Introduction
ENERGY STAR® Servers V4.0 Data and Analysis
Enclosed are the ENERGY STAR Servers data and analysis supporting the Version 4.0 ENERGY STAR specification. The following tabs are included in this workbook:
1. Introduction: Includes Introduction, table of contents and contacts.
2. Key Product Criteria: Displays key data for new specifications and major revisions.
Table 1: Version 4.0 Efficiency Requirements
3. Energy and Cost Savings: Summarizes consumers' energy and cost savings, as well as national savings, associated with the Version 4.0 levels.
Table 2: Annual Unit Energy, GHG, and Cost Savings
Table 3: Lifetime Unit Energy, GHG, and Cost Savings
Table 4: National Lifetime Savings Estimate
4. Product Availability: Provides model counts of available product at the Version 4.0 criteria levels of each server type.
Table 5: Product Availability and Percentage of Total
5. Data Set: Provides dataset used to develop criteria levels.
If you have any questions concerning this data, please contact Ryan Fogle, EPA, at Fogle.Ryan@epa.gov. For more information on ENERGY STAR Servers specification development, please visit www.energystar.gov/RevisedSpecs and follow the link for “Computer Servers".

## 2. Version 4.0 Criteria
Table 1: Version 4.0 Final Efficiency Requirements
Note: Equations (3 to 9) and Tables (1 to 3) shown alongside can be accessed in the ENERGY STAR Servers Version 4.0 Draft Specification on the ENERGY STAR website.

## 3. Energy and Cost Savings
Table 2: Annual Unit Energy, GHG, and Cost Savings
V4.0 Efficiency Criteria
Equipment Size | Electrical Savings (kWh) | Annual Operational Savings ($) | Emissions Reduction (pounds of CO2)
One Installed Processor
Rack | 1458.5506 | 157.2707 | 2235.7594
Tower | 722.5575 | 77.911 | 1107.5822
Resilient | 1473.9037 | 158.9262 | 2259.2935
Two Installed Processors
Rack | 2542.0555 | 274.1014 | 3896.6248
Tower | 2027.5226 | 218.6211 | 3107.9159
Blade or Multi-Node | 1574.1328 | 169.7335 | 2412.9311
Resilient | 0 | 0 | 0
Greater Than Two Installed Processors
Rack | 10217.7601 | 1101.7473 | 15662.434
Blade or Multi-Node | 3903.071 | 420.8552 | 5982.876
Totals | 23919.5538 | 2579.1663 | 36665.417
Assumptions: Calculations assume (1) Emissions Factor = 1.532 pounds CO2E/kWh, (2) $0.1078/kWh.
Table 3: Lifetime Unit Energy, GHG, and Cost Savings
V4.0 Criteria
Equipment Size | Lifetime Electrical Savings (kWh) | Lifetime Annual Operational Savings ($) | Lifetime Emissions Reduction (pounds of CO2)
One Installed Processor
Rack | 5834.2025 | 629.0827 | 8943.0375
Tower | 2890.2299 | 311.6439 | 4430.3287
Resilient | 5895.6147 | 635.7046 | 9037.1741
Two Installed Processors
Rack | 10168.2222 | 1096.4057 | 15586.4992
Tower | 8110.0905 | 874.4842 | 12431.6637
Blade or Multi-Node | 6296.5313 | 678.9341 | 9651.7245
Resilient | 0 | 0 | 0
Greater Than Two Installed Processors
Rack | 40871.0403 | 4406.989 | 62649.7362
Blade or Multi-Node | 15612.2839 | 1683.4209 | 23931.504
Assumptions: A lifetime of 4 years for Servers based on stakeholder discussions.
Table 4: National Lifetime Savings Estimate
National Savings
Equipment Size | Electrical (GWh) | Costs (millions of $) | CO2 (billions of lbs) | CO2 (MMT) | Vehicle Equivalent
One Installed Processor
Rack | 912003.8527 | 82.3211 | 1.398 | 0.63411 | 135778.7146
Tower | 228926.4459 | 20.6638 | 0.35091 | 0.15917 | 34082.4641
Resilient | 10807.1638 | 0.9755 | 0.016566 | 0.0075142 | 1608.9656
Two Installed Processors |  |  |  | 0
Rack | 33038698.7135 | 2982.2035 | 50.6438 | 22.9716 | 4918786.2877
Tower | 215325.8896 | 19.4362 | 0.33007 | 0.14971 | 32057.6195
Blade or Multi-Node | 7156192.1787 | 645.9462 | 10.9695 | 4.9757 | 1065410.6043
Resilient | 0 | 0 | 0 | 0 | 0
Greater Than Two Installed Processors
Rack | 3688940.9423 | 332.9784 | 5.6546 | 2.5649 | 549207.8329
Blade or Multi-Node | 1519426.4853 | 137.1494 | 2.3291 | 1.0564 | 226211.5172
Totals | 46770321.6718 | 4221.6741 | 71.6925 | 32.5192 | 6963144.0059
Potential national savings in a year if all Servers in the U.S. met ENERGY STAR Version 4.0 Assumptions: Assumes all Servers in the U.S. are ENERGY STAR at the Version 4.0 criteria over the lifetime.

## 4. Product Availability
Table 5: Product Availability and Percentage of Total
One Installed Processor | Number of Models Meeting Each Efficiency Level | Percentage of Product Class Total
Rack | 27 | 19.2857
Tower | 6 | 31.5789
Resilient | 6 | 85.7143
Two Installed Processors | Number of Models Meeting Each Efficiency Level | Percentage of Product Class Total
Rack | 59 | 25
Tower | 5 | 25
Blade or Multi-Node | 19 | 24.6753
Resilient | 7 | 100
Greater Than Two Installed Processors | Number of Models Meeting Each Efficiency Level | Percentage of Product Class Total
Rack | 9 | 20
Blade or Multi-Node | 5 | 26.3158
Note: EPA analyzed test data from SERT tool to determine product availability and estimate pass rates shown above.

## 5. Data Set
Data Base Version
| # of Families | 624 | Last TGG # | # of Configs | # of Configs | [207 empty] | Finding Row numbers of QPL DB with match | [5 empty] | Populated Procs QPL Match Typ Server Power | [11 empty] | Typical | Configuration to count
R15 | 195 |  | 330 | 624 | 624 | Geographies server is shipped into | [10 empty] | Configuration Submitted for Compliance (Select no if no regulation is currently in place) |  |  |  |  | Hardware | [18 empty] | Software |  |  |  |  | CPU | [6 empty] | Storage |  | Memory |  |  | Compress | [12 empty] | CryptoAES | [12 empty] | LU | [12 empty] | SOR | [12 empty] | Sort | [12 empty] | SHA256 | [12 empty] | SSJ / OLTP | [24 empty] | Sequential | [6 empty] | Random | [6 empty] | Flood3 | [5 empty] | Capacity3 | [5 empty] | Idle | Efficiency Scores |  |  |  | SERVER Test Voltage | Number of external Network ports in configuration | [5 empty] | Power Supply Redundancy Mode | Link to 80 Plus PSU efficiency report | Efficiency (ex: 0.75) |  |  |  |  | Power Factor at 50% Rated Load | Rated output Power level (W) | Declared ASHRAE operating condition class | High Temp Idle Power (W) | TGG num or 0 for getting max |  |  | Match to QPL Low End Config |  | Match to QPL Typical Config |  |  |  |  | ITI Ref of instance instance match to SSJ 100% Perf Value |  |  |  |  | Family Identifier of instance instance match to SSJ 100% Perf Value |  |  |  |  | Start Year | # Populated Procs
ITI or SPEC | Family Identifier | SERT Version # | Platform Launch Year | ITI Reference # | Configuration | All Regions | United States | European Union | UK | Japan | China | India | South Korea | Australia / New Zealand | South America | Asia Pacific | US Energy Star | EU Lot 9 | UK | Japan Top Runner | China CNIS | Form Factor | Server Rack Volume (U) | Server Type | # of Identical Nodes | CPU Name | Number of Processor Sockets | Number of Processor Sockets Populated | Processor Frequency (MHz) | Number of Cores per socket | Hardware Threads per Core | Memory Amount (MB) | Number of DIMMs | Memory Type | Disk Drive amount | Disk Drive Type | Disk Drive Interface | Power Supply Amount | Power Supply Redundancy | PSU Output Power | OS Name | OS Version | JVM Vendor | JVM Version | Option Set | Compress Score | CryptoAES Score | LU Score | SOR Score | Sort Score | SHA256 Score | SSJ Score | Sequential Score | Random Score | Flood3 Score | Capacity3 Score | Server | Compress Calibrated | Compress 100% Perf | Compress 100% Normalized Perf | Compress 100% Watts | Compress 75% Perf | Compress 75% Normalized Perf | Compress 75% Watts | Compress 50% Perf | Compress 50% Normalized Perf | Compress 50% Watts | Compress 25% Perf | Compress 25% Normalized Perf | Compress 25% Watts | CryptoAES Calibrated | CryptoAES 100% Perf | CryptoAES 100% Normalized Perf | CryptoAES 100% Watts | CryptoAES 75% Perf | CryptoAES 75% Normalized Perf | CryptoAES 75% Watts | CryptoAES 50% Perf | CryptoAES 50% Normalized Perf | CryptoAES 50% Watts | CryptoAES 25% Perf | CryptoAES 25% Normalized Perf | CryptoAES 25% Watts | LU Calibrated | LU 100% Perf | LU 100% Normalized Perf | LU 100% Watts | LU 75% Perf | LU 75% Normalized Perf | LU 75% Watts | LU 50% Perf | LU 50% Normalized Perf | LU 50% Watts | LU 25% Perf | LU 25% Normalized Perf | LU 25% Watts | SOR Calibrated | SOR 100% Perf | SOR 100% Normalized Perf | SOR 100% Watts | SOR 75% Perf | SOR 75% Normalized Perf | SOR 75% Watts | SOR 50% Perf | SOR 50% Normalized Perf | SOR 50% Watts | SOR 25% Perf | SOR 25% Normalized Perf | SOR 25% Watts | Sort Calibrated | Sort 100% Perf | Sort 100% Normalized Perf | Sort 100% Watts | Sort 75% Perf | Sort 75% Normalized Perf | Sort 75% Watts | Sort 50% Perf | Sort 50% Normalized Perf | Sort 50% Watts | Sort 25% Perf | Sort 25% Normalized Perf | Sort 25% Watts | SHA256 Calibrated | SHA256 100% Perf | SHA256 100% Normalized Perf | SHA256 100% Watts | SHA256 75% Perf | SHA256 75% Normalized Perf | SHA256 75% Watts | SHA256 50% Perf | SHA256 50% Normalized Perf | SHA256 50% Watts | SHA256 25% Perf | SHA256 25% Normalized Perf | SHA256 25% Watts | SSJ Calibrated | SSJ 100% Perf | SSJ 100% Normalized Perf | SSJ 100% Watts | SSJ 87.5% Perf | SSJ 87.5% Normalized Perf | SSJ 87.5% Watts | SSJ 75% Perf | SSJ 75% Normalized Perf | SSJ 75% Watts | SSJ 62.5% Perf | SSJ 62.5% Normalized Perf | SSJ 62.5% Watts | SSJ 50% Perf | SSJ 50% Normalized Perf | SSJ 50% Watts | SSJ 37.5% Perf | SSJ 37.5% Normalized Perf | SSJ 37.5% Watts | SSJ 25% Perf | SSJ 25% Normalized Perf | SSJ 25% Watts | SSJ 12.5% Perf | SSJ 12.5% Normalized Perf | SSJ 12.5% Watts | Sequential Calibrated | Sequential 100% Perf | Sequential 100% Normalized Perf | Sequential 100% Watts | Sequential 50% Perf | Sequential 50% Normalized Perf | Sequential 50% Watts | Random Calibrated | Random 100% Perf | Random 100% Normalized Perf | Random 100% Watts | Random 50% Perf | Random 50% Normalized Perf | Random 50% Watts | Flood_Full Perf | Flood_Full Normalized Perf | Flood_Full Watts | Flood_Half Perf | Flood_Half Normalized Perf | Flood_Half Watts | Capacity3_Base Perf | Capacity3_Base Normalized Perf | Capacity3_Base Watts | Capacity3_Max Perf | Capacity3_Max Normalized Perf | Capacity3_Max Watts | Idle Watts | CPU | Sorage | Memory | Server |  | < 1 Gb/s | = 1 Gb/s | > 1 Gb/s < 10 Gb/s | ≥ 10 Gb/s < 25 Gb/s | ≥ 25 Gb/s < 50 Gb/s | ≥ 50 Gb/s |  |  | 10% | 20% | 50% | 100% | Single / Multi Output | [5 empty] | date as number |  | Server Power | Server Efficiency | Server Power | Server Efficiency |  | Populated Procs This Row |  | 1st | 2nd | 3rd | 4th | current Family | 1st | 2nd | 3rd | 4th |  | 2018 | 1 | 2 | 4
ITI | drs | 110 | 2016 | ITI641 | Maximum Power | [16 empty] | Tower |  | Managed | 1 | E3-1280 | 1 | 1 | 3700 | 4 | 0 | 64000 | 4 | 0 | 8 | 7.2 | 0 | 1 | 1 | 495 | [5 empty] | 6.8845 | 8.3034 | 9.7161 | 5.4682 | 5.8817 | 8.8107 |  | 1.8175 | 90.1943 | 90.8126 | 10.6385 | 12.9536 | 10433.3232 | 10480.9997 | 1.5136 | 153.4227 | 7828.8094 | 1.1306 | 126.6654 | 5226.5324 | 0.7548 | 110.1545 | 2606.2593 | 0.37639 | 101.1011 | 109570.577 | 109520.9744 | 1.856 | 157.7482 | 82214.5639 | 1.3933 | 129.2493 | 54772.4971 | 0.92822 | 112.124 | 27358.6613 | 0.46364 | 102.4098 | 37363.5858 | 36964.4273 | 2.318 | 176.5636 | 28052.2401 | 1.7591 | 145.1187 | 18669.9016 | 1.1708 | 118.4656 | 9344.0391 | 0.58596 | 103.4156 | 16893.8326 | 16898.4986 | 1.1223 | 134.3355 | 12679.5249 | 0.84213 | 119.3523 | 8451.6229 | 0.56133 | 105.2706 | 4223.2829 | 0.2805 | 98.6102 | 26270.2997 | 26270.2628 | 1.2577 | 144.6482 | 19706.8476 | 0.9435 | 125.4048 | 13156.2175 | 0.62987 | 108.4145 | 6558.7665 | 0.31401 | 99.7259 | 1815.3328 | 1816.5943 | 1.8596 | 140.968 | 1352.3102 | 1.3844 | 122.4923 | 905.6146 | 0.92708 | 107.3749 | 454.4306 | 0.4652 | 99.371 | 133586.3822 | 134457.6236 | 0.3797 | 102.0444 | 117557.0917 | 0.33198 | 100.7126 | 101164.1578 | 0.28568 | 99.5781 | 83819.8322 | 0.2367 | 98.5326 | 67010.9439 | 0.18924 | 97.5527 | 50859.2895 | 0.14362 | 96.6737 | 33355.2754 | 0.094194 | 95.6501 | 16648.5414 | 0.047015 | 94.7197 | 4894.5123 | 4916.8788 | 14.5272 | 115.3706 | 2440.3993 | 7.2103 | 111.6048 | 1901.9988 | 1883.2545 | 13.7876 | 106.1053 | 947.437 | 6.9364 | 109.2929 | 12.838 | 1.1144 | 105.6554 | 13.0506 | 1.1329 | 105.5782 | 194213.7603 | 1.3114 | 100.0763 | 189995.5394 | 1.2829 | 100.2029 | 93.7041 | [22 empty] | 0 | 2016 |  | #REF! | #REF! | #REF! | #REF! |  | 1 | [5 empty] | drs | [5 empty] | Rack | 32 | 55 | 12 | 99 |  | 448
ITI | drs | 108 | 2016 | ITI642 | High-End | [16 empty] | Tower |  | Managed | 1 | E3-1270 V5 | 1 | 1 | 3600 | 4 | 0 | 64000 | 4 | 0 | 8 | 7.2 | 0 | 1 | 1 | 495 | [5 empty] | 6.9523 | 8.3594 | 9.7486 | 5.5419 | 5.9792 | 8.9452 |  | 5.0746 | 90.4162 | 91.3189 | 11.95 | 36.6278 | 10634.2295 | 10642.2763 | 1.5369 | 158.1607 | 7981.1831 | 1.1526 | 127.7472 | 5324.5838 | 0.76896 | 109.946 | 2658.4378 | 0.38392 | 100.7743 | 111078.5232 | 111023.1063 | 1.8815 | 162.5145 | 83318.0152 | 1.412 | 129.8488 | 55567.8282 | 0.9417 | 111.9281 | 27773.5901 | 0.47067 | 102.0934 | 36653.4503 | 36494.831 | 2.2886 | 169.4172 | 27478.5598 | 1.7232 | 143.6162 | 18335.6632 | 1.1498 | 116.6786 | 9166.3016 | 0.57482 | 101.6565 | 17353.5382 | 17360.1724 | 1.153 | 139.7075 | 13013.185 | 0.86429 | 120.8133 | 8688.5867 | 0.57706 | 105.5766 | 4335.6066 | 0.28796 | 98.5136 | 27042.9236 | 27048.7569 | 1.295 | 149.1926 | 20286.4963 | 0.97125 | 127.6281 | 13510.5024 | 0.64684 | 108.6294 | 6762.4299 | 0.32376 | 99.6313 | 1865.5132 | 1865.5704 | 1.9098 | 145.0218 | 1399.7805 | 1.433 | 125.0713 | 926.9687 | 0.94894 | 107.4233 | 465.556 | 0.47659 | 99.2102 | 443206.0471 | 444855.4738 | 1.2563 | 154.1329 | 386502.4563 | 1.0915 | 137.0304 | 332862.4497 | 0.93999 | 124.0096 | 276131.8792 | 0.77979 | 114.4569 | 222506.3882 | 0.62835 | 108.6102 | 167223.6851 | 0.47223 | 103.9283 | 110609.1804 | 0.31236 | 100.1139 | 54797.6957 | 0.15475 | 96.7526 | 4903.973 | 4908.2745 | 14.5018 | 115.3033 | 2455.2334 | 7.2541 | 111.6021 | 1911.3909 | 1886.8596 | 13.814 | 106.144 | 957.2073 | 7.0079 | 109.3683 | 17.9089 | 1.5546 | 130.7962 | 18.1243 | 1.5733 | 130.9464 | 915063.3744 | 6.1789 | 165.5506 | 891060.9935 | 6.0168 | 167.4125 | 93.6042 | [22 empty] | 0 | 2016 |  | #REF! | #REF! | #REF! | #REF! |  | 1 | [5 empty] | drs | [5 empty] | Tower | 3 | 3 | 0 | 6
ITI | drs | 111 | 2016 | ITI643 | Minimum Power | [16 empty] | Tower |  | Managed | 1 | E3-1240L V5 | 1 | 1 | 2100 | 4 | 0 | 16000 | 4 | 0 | 2 | 7.2 | 0 | 1 | 1 | 495 | [5 empty] | 9.4507 | 11.4132 | 11.9319 | 7.7008 | 8.0133 | 12.3735 |  | 7.5318 | 48.2992 | 47.2887 | 21.6949 | 25.4964 | 7960.6816 | 7948.6724 | 1.1479 | 80.0065 | 5978.0438 | 0.86333 | 74.5863 | 3973.6783 | 0.57387 | 61.672 | 1992.8576 | 0.2878 | 55.7523 | 84135.0762 | 84069.2039 | 1.4247 | 81.7072 | 63107.1723 | 1.0695 | 77.9861 | 42058.7631 | 0.71276 | 63.1166 | 21009.5316 | 0.35604 | 56.6617 | 22051.599 | 22450.4789 | 1.4079 | 76.2355 | 16534.6024 | 1.0369 | 67.8988 | 11019.4392 | 0.69103 | 60.2052 | 5500.5637 | 0.34494 | 55.084 | 13245.5039 | 13246.4626 | 0.87978 | 72.9068 | 9941.9409 | 0.66031 | 69.1143 | 6626.7209 | 0.44012 | 58.6597 | 3305.2816 | 0.21952 | 53.9951 | 19772.2246 | 19762.3662 | 0.94615 | 75.977 | 14824.1075 | 0.70973 | 73.2255 | 9901.7347 | 0.47406 | 60.154 | 4943.1155 | 0.23666 | 54.5945 | 1404.2712 | 1404.2444 | 1.4375 | 75.5336 | 1058.1839 | 1.0833 | 70.0876 | 700.036 | 0.71663 | 59.8062 | 353.0448 | 0.36141 | 54.344 | 369257.1661 | 372188.1359 | 1.051 | 81.3563 | 321065.3881 | 0.90668 | 77.274 | 276419.4539 | 0.7806 | 71.6836 | 231163.6274 | 0.6528 | 66.3859 | 184579.7756 | 0.52125 | 61.8981 | 137752.188 | 0.38901 | 58.4133 | 91852.4586 | 0.25939 | 55.4573 | 45577.0392 | 0.12871 | 52.9138 | 1230.8975 | 1228.954 | 3.631 | 53.7968 | 617.6315 | 1.8248 | 52.7976 | 475.9408 | 471.7483 | 3.4538 | 51.369 | 237.2329 | 1.7368 | 52.2193 | 17.7114 | 1.5374 | 70.5896 | 17.8953 | 1.5534 | 71.8836 | 304355.3656 | 2.0551 | 78.0396 | 283655.3073 | 1.9154 | 77.6881 | 50.2852 | [22 empty] | 0 | 2016 |  | #REF! | #REF! | #REF! | #REF! |  | 1 | [5 empty] | drs | [5 empty] | Blade | 2 | 18 | 4 | 24
ITI | drs | 112 | 2016 | ITI644 | Typical | [16 empty] | Tower |  | Managed | 1 | E3-1230 V5 | 1 | 1 | 3400 | 4 | 0 | 32000 | 4 | 0 | 8 | 7.2 | 0 | 1 | 1 | 495 | [5 empty] | 7.9956 | 9.6382 | 11.0752 | 6.3489 | 6.719 | 10.1332 |  | 6.0037 | 60.5976 | 58.913 | 13.9595 | 27.7703 | 10276.156 | 10385.352 | 1.4998 | 139.5677 | 7704.8553 | 1.1127 | 108.547 | 5141.6465 | 0.74254 | 91.0574 | 2572.3934 | 0.3715 | 81.6549 | 108343.3471 | 108240.3597 | 1.8343 | 143.2598 | 81319.6419 | 1.3781 | 111.5254 | 54158.8576 | 0.91782 | 93.0592 | 27084.2625 | 0.45899 | 83.0004 | 36579.1909 | 36398.4422 | 2.2825 | 158.4294 | 27428.752 | 1.72 | 131.996 | 18300.0977 | 1.1476 | 98.7814 | 9147.216 | 0.57362 | 83.1556 | 16440.7651 | 16445.2703 | 1.0922 | 118.5287 | 12338.1434 | 0.81945 | 101.1995 | 8230.5576 | 0.54664 | 86.2143 | 4113.0572 | 0.27317 | 79.5437 | 25431.9326 | 25438.306 | 1.2179 | 129.7488 | 19070.3741 | 0.91302 | 108.0794 | 12747.4444 | 0.6103 | 89.5562 | 6345.5783 | 0.3038 | 80.5494 | 1765.3118 | 1764.6208 | 1.8064 | 125.5063 | 1324.5601 | 1.356 | 105.9926 | 885.7624 | 0.90675 | 88.5201 | 438.5689 | 0.44896 | 80.3152 | 441941.0905 | 443634.9064 | 1.2528 | 137.4408 | 384841.5757 | 1.0868 | 119.7291 | 332689.3422 | 0.9395 | 106.6318 | 274925.2579 | 0.77638 | 96.6539 | 222102.256 | 0.62721 | 90.5548 | 166345.9154 | 0.46975 | 85.7446 | 110067.2425 | 0.31083 | 81.8139 | 55738.0375 | 0.1574 | 78.7164 | 2481.1343 | 2483.5194 | 7.3377 | 86.6211 | 1239.8946 | 3.6633 | 84.5091 | 944.8971 | 934.6643 | 6.8428 | 81.6706 | 471.9039 | 3.4549 | 83.4034 | 18.0993 | 1.5711 | 112.5777 | 18.1168 | 1.5726 | 112.6281 | 605246.7959 | 4.0869 | 144.8762 | 588725.258 | 3.9753 | 145.4408 | 75.6988 | [22 empty] | 0 | 2016 |  | #REF! | #REF! | #REF! | #REF! |  | 1 | [5 empty] | drs | [9 empty] | 129
ITI | drs | 109 | 2016 | ITI645 | Low-End | [16 empty] | Tower |  | Managed | 1 | E3-1260L V5 | 1 | 1 | 2900 | 4 | 0 | 16000 | 4 | 0 | 2 | 7.2 | 0 | 1 | 1 | 495 | 0 | 0 | 0 | 0 | 0 | 10.4538 | 12.7906 | 14.677 | 8.7251 | 9.216 | 14.0325 |  | 8.2284 | 47.8178 | 46.2932 | 35.7742 | 26.8669 | 10223.1593 | 10197.2455 | 1.4727 | 106.1176 | 7678.2914 | 1.1089 | 90.4485 | 5113.0097 | 0.7384 | 67.4249 | 2561.7685 | 0.36996 | 57.721 | 107722.9487 | 107759.0389 | 1.8262 | 106.5738 | 80783.9975 | 1.369 | 92.2672 | 53878.1776 | 0.91306 | 67.4637 | 26932.0039 | 0.45641 | 58.6789 | 32328.682 | 31651.3919 | 1.9848 | 101.334 | 24242.6961 | 1.5203 | 83.5698 | 16157.811 | 1.0133 | 68.5072 | 8086.3631 | 0.50709 | 57.5921 | 16444.4649 | 16450.1963 | 1.0926 | 86.175 | 12323.8124 | 0.8185 | 78.5694 | 8214.364 | 0.54557 | 61.5369 | 4118.7043 | 0.27355 | 55.2706 | 25625.5602 | 25632.5413 | 1.2272 | 94.28 | 19203.0393 | 0.91937 | 86.4774 | 12795.5618 | 0.61261 | 64.1134 | 6403.5543 | 0.30658 | 56.1949 | 1766.9058 | 1767.9845 | 1.8099 | 91.5941 | 1326.627 | 1.3581 | 79.8919 | 884.6807 | 0.90565 | 63.4782 | 441.5604 | 0.45202 | 55.8671 | 437000.0428 | 436607.1779 | 1.233 | 101.2094 | 384668.9116 | 1.0863 | 90.7191 | 326563.8101 | 0.9222 | 78.9166 | 271146.9549 | 0.76571 | 70.4718 | 220193.3276 | 0.62182 | 64.9084 | 164610.461 | 0.46485 | 60.6529 | 110051.8644 | 0.31078 | 57.0046 | 54021.9573 | 0.15256 | 53.8227 | 1228.6584 | 1230.1714 | 3.6346 | 54.2848 | 615.4099 | 1.8183 | 53.2425 | 466.6739 | 464.7733 | 3.4027 | 51.8205 | 234.8301 | 1.7192 | 52.6771 | 17.9044 | 1.5542 | 74.7213 | 17.9702 | 1.5599 | 75.0337 | 424111.6543 | 2.8638 | 103.4942 | 398673.4931 | 2.692 | 103.2954 | 50.7338 | [22 empty] | 0 | 2016 |  | #REF! | #REF! | #REF! | #REF! |  | 1 | [5 empty] | drs
ITI | edx | 123 | 2016 | ITI855 | High-End | [16 empty] | Rack |  | Managed | 1 | E7-8890 v3 | 4 | 4 | 2500 | 18 | 2 | 6291456 | 96 | 64GB 4Rx4 PC4-2133P-RE0-10 | 12 | 1.8'' SSD | SATA | 4 | 1 | 1400 | Red Hat Enterprise Linux Server | 6.5 (Santiago) | Oracle Corporation | 1.8.0_51-b16 | Intel_Lin_HS17_1n | 9.0629 | 1.058 | 11.8701 | 8.7554 | 9.7837 | 9.7837 |  | 5.7597 | 85.7794 | 1062.1725 | 9.9306 | 381.064 | 118371.5823 | 118553.2096 | 17.1211 | 1371.3207 | 88823.2108 | 12.8276 | 1153.4868 | 59171.3639 | 8.5453 | 947.2942 | 29615.2857 | 4.2769 | 794.0289 | 93018.6516 | 93268.6781 | 1.5806 | 1105.381 | 69743.5718 | 1.1819 | 867.4256 | 46522.737 | 0.78841 | 706.1529 | 23273.0872 | 0.3944 | 684.6289 | 346969.6538 | 340850.4611 | 21.3746 | 1280.8314 | 260241.075 | 16.3196 | 1110.4579 | 173448.0081 | 10.8769 | 944.2223 | 86762.1091 | 5.4408 | 774.2628 | 228812.3564 | 229282.7448 | 15.2281 | 1249.9868 | 171608.7064 | 11.3976 | 1000.9281 | 114409.4936 | 7.5987 | 892.0843 | 57206.6655 | 3.7995 | 764.019 | 369261.9805 | 371404.5513 | 17.7816 | 1298.3331 | 276974.6687 | 13.2606 | 1073.2603 | 184685.1172 | 8.8421 | 930.324 | 92292.543 | 4.4186 | 775.5901 | 23670.8393 | 23721.2631 | 24.2834 | 1266.9678 | 17728.6003 | 18.1487 | 1113.1289 | 11845.9253 | 12.1267 | 891.3727 | 5917.5437 | 6.0578 | 786.605 | 4483177.8014 | 4482321.4649 | 12.6579 | 1383.5324 | 3926145.0884 | 11.0873 | 1283.3212 | 3362205.8881 | 9.4947 | 1194.051 | 2801307.9589 | 7.9108 | 1117.8817 | 2244770.6292 | 6.3391 | 1001.3581 | 1680285.1615 | 4.7451 | 902.6813 | 1123647.2124 | 3.1731 | 820.5054 | 563506.7156 | 1.5913 | 752.0701 | 29792.461 | 30050.0097 | 88.7845 | 754.6917 | 14898.9655 | 44.0199 | 703.8017 | 156237.0882 | 158341.5931 | 1159.2473 | 810.1909 | 78118.1243 | 571.9169 | 725.3231 | 165.3955 | 14.3573 | 1457.9121 | 166.7074 | 14.4711 | 1445.0671 | 80468391.4844 | 543.3558 | 1397.014 | 78965829.7154 | 533.2099 | 1399.2661 | 508.5448 | [5 empty] | 8 | 0 | 0 | [14 empty] | 0 | 2016 |  | #REF! | #REF! | #REF! | #REF! |  | 4 | [5 empty] | edx | [5 empty] | Year | 2016 | 2017 | 2018 | 2019 | 2020 | 2021 | 2022
ITI | edx | 124 | 2016 | ITI856 | Low-End | [16 empty] | Rack |  | Managed | 1 | E7-4809 v3 | 4 | 4 | 2000 | 8 | 2 | 262144 | 32 | 8GB 2Rx8 PC4-2133P-RE0-10 | 2 | SSD | SAS | 2 | 1 | 900 | Red Hat Enterprise Linux Server | 6.5 (Santiago) | Oracle Corporation | 1.8.0_51-b16 | Intel_Lin_HS17_1n | 6.401 | 2.0616 | 10.2426 | 6.5451 | 7.4265 | 7.4265 |  | 4.1368 | 48.6677 | 413.1185 | 10.5032 | 72.8744 | 31953.5356 | 31955.9811 | 4.615 | 472.1087 | 23945.5555 | 3.4581 | 421.6381 | 15972.1538 | 2.3066 | 380.1294 | 7982.2339 | 1.1528 | 334.0746 | 78438.0824 | 78800.9806 | 1.3354 | 424.7429 | 58814.8065 | 0.99672 | 371.4317 | 39218.9882 | 0.66464 | 328.4254 | 19633.692 | 0.33273 | 314.4897 | 129269.0132 | 128679.6699 | 8.0695 | 528.1889 | 96983.3772 | 6.0818 | 469.6468 | 64616.4881 | 4.0521 | 407.7524 | 32341.2219 | 2.0281 | 362.277 | 70315.1631 | 70349.3819 | 4.6724 | 444.8738 | 52720.39 | 3.5015 | 414.8817 | 35163.6103 | 2.3354 | 385.9659 | 17576.4226 | 1.1674 | 341.1881 | 113745.212 | 114121.1273 | 5.4637 | 460.104 | 85316.172 | 4.0846 | 430.527 | 56881.9268 | 2.7233 | 395.1849 | 28446.0115 | 1.3619 | 347.6151 | 7252.0616 | 7282.2671 | 7.4548 | 449.2619 | 5432.5426 | 5.5613 | 421.9778 | 3621.7575 | 3.7076 | 386.5944 | 1813.0535 | 1.856 | 357.3333 | 1262879.9597 | 1264275.8503 | 3.5703 | 468.2195 | 1105402.5215 | 3.1216 | 450.3476 | 948037.4988 | 2.6772 | 433.415 | 789474.3784 | 2.2294 | 416.9915 | 629973.5295 | 1.779 | 400.172 | 473662.1108 | 1.3376 | 383.0614 | 313946.2417 | 0.88657 | 364.4337 | 157465.9199 | 0.44468 | 341.7541 | 7518.4119 | 7503.2214 | 22.1687 | 324.7976 | 3757.3048 | 11.1012 | 319.9008 | 25994.853 | 26088.6279 | 190.9995 | 329.4421 | 12989.1717 | 95.0961 | 323.0476 | 60.5641 | 5.2573 | 505.2418 | 61.0745 | 5.3016 | 500.0674 | 5485376.9422 | 37.0395 | 482.2325 | 5225568.2822 | 35.2852 | 484.1921 | 265.9088 | [5 empty] | 2 | 0 | 0 | [14 empty] | 0 | 2016 |  | #REF! | #REF! | #REF! | #REF! |  | 4 | [5 empty] | edx |  |  |  |  | 1 Skt | Rack | 3 | 5 | 5 | 12 | 1 | 14 | 0
ITI | edx | 125 | 2016 | ITI857 | Maximum Power | [16 empty] | Rack |  | Managed | 1 | E7-8891 v3 | 4 | 4 | 2800 | 10 | 2 | 6291456 | 96 | 64GB 4Rx4 PC4-2133P-RE0-10 | 8 | 2.5'' SFF SAS 6Gb/s 10000rpm Hard Drive | SAS | 4 | 1 | 1400 | Red Hat Enterprise Linux Server | 6.5 (Santiago) | Oracle Corporation | 1.8.0_51-b16 | Intel_Lin_HS17_1n | 5.4888 | 1.0176 | 7.3735 | 4.986 | 5.6909 | 5.6909 |  | 3.7523 | 10.8878 | 18.5746 | 9.6827 | 246.2858 | 75486.9608 | 75361.2812 | 10.8834 | 1369.9905 | 56651.1633 | 8.1814 | 1133.3206 | 37735.4866 | 5.4496 | 1026.2444 | 18870.7712 | 2.7253 | 914.4294 | 104584.8846 | 103987.6785 | 1.7623 | 1175.8984 | 78442.8289 | 1.3294 | 985.1595 | 52292.8607 | 0.8862 | 872.3683 | 26146.7875 | 0.4431 | 849.0651 | 239822.7625 | 237814.3544 | 14.9133 | 1411.9151 | 179820.9807 | 11.2765 | 1188.4849 | 119917.7379 | 7.52 | 1055.1849 | 59933.9401 | 3.7584 | 908.1429 | 140411.8654 | 140889.872 | 9.3574 | 1243.3349 | 105333.2799 | 6.9959 | 1055.2619 | 70205.1115 | 4.6628 | 984.8143 | 35097.8198 | 2.3311 | 890.9976 | 228675.2005 | 229554.0206 | 10.9902 | 1292.6413 | 171533.8397 | 8.2124 | 1097.6151 | 114388.5648 | 5.4765 | 1010.6548 | 57198.5117 | 2.7385 | 900.0103 | 14537.6719 | 14556.7447 | 14.9017 | 1259.2921 | 10904.623 | 11.163 | 1155.646 | 7275.4474 | 7.4479 | 985.531 | 3636.5093 | 3.7227 | 913.9857 | 3142824.1409 | 3142496.1612 | 8.8743 | 1347.2663 | 2750102.5566 | 7.7662 | 1295.6797 | 2357154.5767 | 6.6565 | 1237.3098 | 1962666.8522 | 5.5425 | 1178.2598 | 1573510.6481 | 4.4435 | 1091.6224 | 1183132.2472 | 3.3411 | 1008.0106 | 782920.25 | 2.2109 | 944.1675 | 393845.618 | 1.1122 | 893.426 | 4386.4239 | 4353.6621 | 12.8632 | 842.1889 | 2191.0845 | 6.4737 | 834.0841 | 2990.4106 | 2989.5153 | 21.8868 | 834.2278 | 1491.2449 | 10.9177 | 830.2119 | 165.8048 | 14.3928 | 1501.3758 | 167.6499 | 14.5529 | 1488.021 | 51234029.5243 | 345.9533 | 1381.0627 | 50589104.282 | 341.5985 | 1387.0008 | 749.0813 | [5 empty] | 8 | 0 | 0 | [14 empty] | 0 | 2016 |  | #REF! | #REF! | #REF! | #REF! |  | 4 | [5 empty] | edx | [5 empty] | Tower | 3 | 0 | 0 | 1 | 0 | 2 | 0
ITI | edx | 126 | 2016 | ITI858 | Minimum Power | [16 empty] | Rack |  | Managed | 1 | E7-4820 v3 | 4 | 4 | 1900 | 10 | 2 | 131072 | 16 | 8GB 2Rx8 PC4-2133P-RE0-10 | 1 | SSD | SAS | 2 | 1 | 900 | Red Hat Enterprise Linux Server | 6.5 (Santiago) | Oracle Corporation | 1.8.0_51-b16 | Intel_Lin_HS17_1n | 9.7673 | 2.1665 | 12.731 | 8.1441 | 9.2894 | 9.2894 |  | 6.565 | 26.8663 | 234.4724 | 16.4666 | 64.0769 | 46367.7293 | 46420.0969 | 6.7038 | 455.4079 | 34761.1755 | 5.0201 | 404.1857 | 23189.4091 | 3.3489 | 361.7214 | 11593.8223 | 1.6743 | 311.4127 | 73937.4435 | 73952.0598 | 1.2533 | 396.4444 | 55467.1973 | 0.93999 | 317.4238 | 36950.0553 | 0.62619 | 294.9786 | 18481.7296 | 0.31321 | 282.5071 | 152719.1653 | 152652.5769 | 9.5728 | 517.0524 | 114618.1584 | 7.1877 | 445.2698 | 76328.1789 | 4.7865 | 387.1952 | 38180.0959 | 2.3943 | 336.7278 | 83475.1684 | 83516.2596 | 5.5468 | 430.5143 | 62599.8167 | 4.1577 | 397.2127 | 41769.1157 | 2.7742 | 365.6452 | 20873.8279 | 1.3864 | 322.4524 | 136357.8884 | 136638.882 | 6.5418 | 446.3325 | 102277.0046 | 4.8967 | 414.3373 | 68214.1863 | 3.2659 | 375.6571 | 34081.3868 | 1.6317 | 329.9778 | 8619.3471 | 8651.7093 | 8.8567 | 435.0865 | 6459.3918 | 6.6125 | 404.3397 | 4318.9545 | 4.4213 | 365.6532 | 2154.4337 | 2.2055 | 332.9706 | 1956533.5172 | 1965080.0164 | 5.5493 | 473.2167 | 1711891.4666 | 4.8343 | 453.0285 | 1466462.3904 | 4.1412 | 431.7683 | 1225318.8167 | 3.4603 | 411.5878 | 978907.7232 | 2.7644 | 391.0061 | 733165.6077 | 2.0704 | 369.4528 | 490577.2635 | 1.3854 | 345.578 | 244616.424 | 0.69079 | 320.8671 | 3741.0118 | 3772.5191 | 11.1461 | 292.8111 | 1865.5149 | 5.5118 | 290.677 | 13380.1299 | 13223.1727 | 96.8092 | 295.4595 | 6699.3095 | 49.0469 | 292.3119 | 96.5506 | 8.3811 | 509.2412 | 96.737 | 8.3973 | 509.6962 | 4660447.7998 | 31.4693 | 466.0143 | 4446995.3277 | 30.028 | 468.6238 | 253.9247 | [5 empty] | 2 | 0 | 0 | [14 empty] | 0 | 2016 |  | #REF! | #REF! | #REF! | #REF! |  | 4 | [5 empty] | edx | [5 empty] | Blade | 0 | 0 | 0 | 0 | 1 | 1 | 0
ITI | edx | 127 | 2016 | ITI859 | Typical | [16 empty] | Rack |  | Managed | 1 | E7-4820 v3 | 4 | 4 | 1900 | 10 | 2 | 524288 | 32 | 16GB 2Rx4 PC4-2133P-RBP-10 | 2 | SSD | SAS | 2 | 1 | 900 | Red Hat Enterprise Linux Server | 6.5 (Santiago) | Oracle Corporation | 1.8.0_51-b16 | Intel_Lin_HS17_1n | 8.6109 | 1.8792 | 11.4445 | 7.2466 | 8.3095 | 8.3095 |  | 5.8634 | 46.3126 | 411.7848 | 17.7832 | 117.5729 | 46304.8511 | 46373.8711 | 6.6972 | 508.7074 | 34731.7802 | 5.0159 | 455.4289 | 23164.1018 | 3.3453 | 410.8868 | 11585.6981 | 1.6732 | 359.2488 | 73269.3609 | 73772.5757 | 1.2502 | 444.6438 | 54916.9071 | 0.93067 | 360.1231 | 36631.1141 | 0.62078 | 341.7074 | 18325.8041 | 0.31056 | 328.7512 | 152844.2628 | 152852.8361 | 9.5853 | 564.2198 | 114589.2071 | 7.1858 | 492.6901 | 76393.5938 | 4.7906 | 433.5289 | 38252.1825 | 2.3988 | 382.8537 | 83456.1425 | 83503.7673 | 5.546 | 476.9347 | 62636.4844 | 4.1601 | 443.705 | 41742.8372 | 2.7724 | 411.7504 | 20840.5902 | 1.3842 | 368.4752 | 136372.7207 | 136725.7188 | 6.546 | 493.0752 | 102254.1602 | 4.8956 | 460.1719 | 68242.1794 | 3.2672 | 421.5686 | 34113.3735 | 1.6332 | 374.9702 | 8620.1329 | 8655.3632 | 8.8605 | 480.243 | 6465.0838 | 6.6183 | 449.4322 | 4310.0735 | 4.4122 | 410.3711 | 2155.851 | 2.2069 | 377.7678 | 1963565.294 | 1975114.088 | 5.5776 | 528.3398 | 1719206.6328 | 4.855 | 505.9983 | 1477592.0344 | 4.1727 | 483.1398 | 1227580.7953 | 3.4666 | 460.6851 | 984671.2478 | 2.7807 | 439.2137 | 735567.2529 | 2.0772 | 416.5232 | 491899.939 | 1.3891 | 391.4344 | 245694.4822 | 0.69383 | 366.3469 | 7578.6008 | 7577.7043 | 22.3888 | 343.9826 | 3793.0024 | 11.2066 | 340.0719 | 27815.885 | 27270.5238 | 199.6524 | 348.0339 | 13900.3198 | 101.7667 | 344.2851 | 125.9962 | 10.9372 | 616.4424 | 126.6732 | 10.9959 | 616.9118 | 9405679.6494 | 63.511 | 516.5124 | 9033204.0417 | 60.9959 | 518.7926 | 271.9607 | [5 empty] | 4 | 0 | 0 | [14 empty] | 0 | 2016 |  | #REF! | #REF! | #REF! | #REF! |  | 4 | [5 empty] | edx
ITI | hdx | 988 | 2016 | ITI933 | High-End | [16 empty] | Tower |  | Managed | 1 | E3-1270 V5 | 1 | 1 | 3600 | 4 | 2 | 65536 | 4 | 16GB 2Rx8 DDR4-2133 ECC | 4 | 15000 RPM | SAS | 2 | PSU Redundancy | 460 | Microsoft Windows Server 2012 R2 Standard | 6.3.9200 | Oracle Corporation | 1.8.0_72-b15 | Intel_Win_HS17_1n | 7.5658 | 10.3999 | 9.7707 | 5.2087 | 6.0042 | 6.0042 |  | 4.3061 | 61.8287 | 102.4 | 11.9496 | 23.0812 | 11746.0195 | 11730.3228 | 1.6941 | 158.4748 | 8814.1375 | 1.2729 | 131.1182 | 5864.9373 | 0.847 | 112.0386 | 2934.7964 | 0.42383 | 101.4837 | 139288.9467 | 139262.9934 | 2.3601 | 160.9696 | 104448.4704 | 1.7701 | 132.4194 | 69616.0982 | 1.1798 | 113.5978 | 34828.3186 | 0.59023 | 102.6947 | 37593.0171 | 36706.4849 | 2.3019 | 180.1311 | 28187.6864 | 1.7676 | 140.3185 | 18802.0521 | 1.1791 | 118.01 | 9403.9429 | 0.58972 | 104.0716 | 16486.5475 | 16486.829 | 1.095 | 142.2038 | 12374.9184 | 0.8219 | 122.0177 | 8230.878 | 0.54667 | 106.8468 | 4125.2139 | 0.27398 | 98.7775 | 27148.1408 | 27150.7085 | 1.2999 | 147.3243 | 20356.148 | 0.97458 | 127.6848 | 13580.2111 | 0.65017 | 109.5352 | 6789.601 | 0.32506 | 99.9829 | 1915.8695 | 1916.1893 | 1.9616 | 147.2673 | 1438.3564 | 1.4724 | 126.7379 | 959.3036 | 0.98204 | 109.1544 | 482.3596 | 0.49379 | 99.9059 | 373513.1874 | 380215.6515 | 1.0737 | 149.1266 | 327203.4498 | 0.92401 | 134.4911 | 279432.5079 | 0.78911 | 122.4853 | 231629.0276 | 0.65411 | 114.6818 | 187372.1308 | 0.52913 | 109.2727 | 139359.0636 | 0.39354 | 104.634 | 94100.8521 | 0.26574 | 100.6588 | 46410.2302 | 0.13106 | 96.8903 | 3001.5005 | 2987.4784 | 8.8267 | 103.1717 | 1499.4524 | 4.4302 | 99.1475 | 1952.3509 | 1941.1242 | 14.2113 | 99.6925 | 981.8755 | 7.1885 | 97.7259 | 18.063 | 1.568 | 131.1544 | 18.1373 | 1.5744 | 131.8164 | 1089957.9962 | 7.3598 | 164.6101 | 390100.9988 | 2.6341 | 114.124 | 93.5938 | [5 empty] | 8 | 0 | 0 | [14 empty] | 0 | 2016 |  | #REF! | #REF! | #REF! | #REF! |  | 1 | [5 empty] | hdx | [5 empty] | Year | 2016 | 2017 | 2018 | 2019 | 2020 | 2021 | 2022
ITI | hdx | 989 | 2016 | ITI934 | Minimum Power | [16 empty] | Tower |  | Managed | 1 | E3-1220 V5 | 1 | 1 | 3000 | 4 | 1 | 8192 | 1 | 8GB 2R DDR4-2133 ECC | 1 | 7200 RPM | SATA | 2 | PSU Redundancy | 460 | Microsoft Windows Server 2012 R2 Standard | 6.3.9200 | Oracle Corporation | 1.7.0_25-b17 | Intel_Win_HS17_1n | 12.6475 | 12.6841 | 17.3139 | 9.7937 | 9.5866 | 9.5866 |  | 10.9188 | 17.6921 | 50.3142 | 17.1579 | 44.7108 | 7049.2193 | 7048.9688 | 1.018 | 65.9178 | 5288.0512 | 0.76368 | 48.8925 | 3523.3316 | 0.50883 | 37.6919 | 1764.3733 | 0.25481 | 32.4289 | 59590.5399 | 59593.919 | 1.0099 | 65.2542 | 44729.8199 | 0.75803 | 47.0074 | 29815.6521 | 0.50528 | 37.6596 | 14907.5836 | 0.25264 | 32.6821 | 27499.0068 | 28044.2767 | 1.7586 | 84.3018 | 20625.0024 | 1.2934 | 67.386 | 13749.3858 | 0.86222 | 47.3148 | 6879.3673 | 0.4314 | 35.0288 | 11109.3514 | 11118.8938 | 0.73848 | 56.1021 | 8337.2197 | 0.55373 | 46.8625 | 5555.1911 | 0.36896 | 36.5695 | 2780.4077 | 0.18466 | 31.4973 | 16455.2997 | 16454.7764 | 0.7878 | 65.1054 | 12352.5428 | 0.5914 | 52.2148 | 8222.2042 | 0.39365 | 38.8011 | 4115.0291 | 0.19701 | 32.4332 | 1375.3453 | 1375.7636 | 1.4084 | 60.7365 | 1034.9687 | 1.0595 | 50.9383 | 691.6591 | 0.70805 | 38.3232 | 345.5718 | 0.35376 | 32.2055 | 361478.3816 | 360262.8781 | 1.0174 | 67.913 | 315194.1517 | 0.8901 | 61.4387 | 271758.1851 | 0.76743 | 52.0291 | 224421.8033 | 0.63376 | 44.1228 | 180522.1753 | 0.50979 | 39.4536 | 135133.5617 | 0.38161 | 35.9167 | 90661.2812 | 0.25602 | 33.1711 | 45224.9902 | 0.12771 | 30.8019 | 255.8173 | 254.3047 | 0.75136 | 30.4116 | 127.1309 | 0.37562 | 29.648 | 292.0399 | 286.9739 | 2.101 | 29.9254 | 145.1725 | 1.0628 | 29.476 | 9.7827 | 0.84919 | 49.2727 | 9.8549 | 0.85546 | 50.0808 | 205152.9892 | 1.3853 | 71.9355 | 1089957.9962 | 7.3598 | 164.6101 | 28.5405 | [5 empty] | 2 | 0 | 0 | [14 empty] | 0 | 2016 |  | #REF! | #REF! | #REF! | #REF! |  | 1 | [5 empty] | hdx |  |  |  |  | 2 Skt | Rack | 3 | 13 | 15 | 13 | 10 | 17 | 0
ITI | hdx | 990 | 2016 | ITI935 | Typical | [16 empty] | Tower |  | Managed | 1 | E3-1220 V5 | 1 | 1 | 3000 | 4 | 1 | 32768 | 2 | 16GB 2Rx8 DDR4-2133 ECC | 1 | 7200 RPM | SATA | 2 | PSU Redundancy | 460 | Microsoft Windows Server 2012 R2 Standard | 6.3.9200 | Oracle Corporation | 1.7.0_25-b17 | Intel_Win_HS17_1n | 8.7519 | 9.9486 | 11.4128 | 5.1426 | 5.5645 | 5.5645 |  | 5.6902 | 73.6355 | 118.9243 | 18.1327 | 12.5785 | 9301.4145 | 9302.6311 | 1.3435 | 103.0897 | 6973.1378 | 1.007 | 91.8082 | 4648.2469 | 0.67129 | 77.8939 | 2328.1569 | 0.33623 | 70.5994 | 88974.3146 | 88968.288 | 1.5077 | 105.418 | 66746.0147 | 1.1311 | 93.2675 | 44471.867 | 0.75366 | 75.4324 | 22227.6264 | 0.37669 | 66.6406 | 29077.2734 | 28199.1319 | 1.7684 | 115.6884 | 21810.9835 | 1.3678 | 97.9425 | 14539.84 | 0.91179 | 78.4848 | 7264.5514 | 0.45556 | 66.5883 | 10381.3896 | 10371.0388 | 0.68881 | 88.8199 | 7786.6853 | 0.51716 | 78.8233 | 5183.9697 | 0.3443 | 68.3333 | 2597.0448 | 0.17249 | 63.2261 | 16217.4752 | 16218.0865 | 0.77647 | 95.0885 | 12163.0198 | 0.58232 | 83.0777 | 8115.045 | 0.38852 | 70.2856 | 4051.0414 | 0.19395 | 64.0056 | 1335.1247 | 1335.2075 | 1.3669 | 91.6413 | 1001.2306 | 1.025 | 82.0325 | 671.0939 | 0.687 | 69.7613 | 334.6507 | 0.34258 | 63.8173 | 335179.7697 | 337183.091 | 0.95219 | 101.0149 | 293177.7676 | 0.82792 | 95.7199 | 252668.5526 | 0.71353 | 87.7741 | 208004.4443 | 0.5874 | 79.1216 | 168975.8439 | 0.47718 | 73.4588 | 124892.9874 | 0.35269 | 68.7991 | 84111.5619 | 0.23753 | 65.6215 | 41198.6672 | 0.11634 | 62.7887 | 2324.872 | 2331.5228 | 6.8886 | 67.6851 | 1169.4385 | 3.4552 | 64.8537 | 1488.0883 | 1484.9685 | 10.8717 | 65.5056 | 744.8409 | 5.4531 | 63.9917 | 18.4095 | 1.598 | 87.9031 | 18.4357 | 1.6003 | 88.4845 | 603805.7745 | 4.0771 | 106.7937 | 131301.7959 | 0.8866 | 70.4855 | 60.323 | [5 empty] | 8 | 0 | 0 | [14 empty] | 0 | 2016 |  | #REF! | #REF! | #REF! | #REF! |  | 1 | [5 empty] | hdx | [5 empty] | Tower | 1 | 2 | 1 | 1 | 0 | 1 | 0
ITI | jpj | 985 | 2016 | ITI930 | High-End | [16 empty] | Tower |  | Managed | 1 | E3-1270 V5 | 1 | 1 | 3600 | 4 | 2 | 65536 | 4 | 16GB 2Rx8 DDR4-2133 ECC | 3 | 15000 RPM | SAS | 2 | PSU Redundancy | 460 | Microsoft Windows Server 2012 R2 Standard | 6.3.9200 | Oracle Corporation | 1.7.0_25-b17 | Intel_Win_HS17_1n | 6.3065 | 8.4225 | 8.0965 | 4.3075 | 4.9449 | 4.9449 |  | 3.5028 | 89.7602 | 155.6589 | 10.1066 | 139.5307 | 11696.0081 | 11724.9551 | 1.6933 | 184.4964 | 8766.9553 | 1.2661 | 154.1502 | 5837.1871 | 0.84299 | 134.9621 | 2916.5243 | 0.4212 | 125.3721 | 134482.1703 | 134445.9556 | 2.2784 | 186.7449 | 100850.0079 | 1.7091 | 156.1757 | 67211.1158 | 1.139 | 136.354 | 33646.9172 | 0.57021 | 126.3764 | 37563.0457 | 37008.5748 | 2.3208 | 213.7714 | 28150.1042 | 1.7653 | 172.615 | 18808.4284 | 1.1795 | 140.6425 | 9389.3756 | 0.5888 | 127.5757 | 16486.1377 | 16484.3792 | 1.0948 | 167.1485 | 12353.5984 | 0.82048 | 145.7679 | 8257.0541 | 0.5484 | 130.3695 | 4119.977 | 0.27363 | 123.2677 | 27059.7782 | 27062.9592 | 1.2957 | 174.9951 | 20271.5031 | 0.97053 | 152.2575 | 13519.4294 | 0.64726 | 132.9294 | 6756.1327 | 0.32346 | 124.3271 | 1916.4305 | 1915.424 | 1.9608 | 174.0894 | 1439.7381 | 1.4739 | 151.3196 | 958.1045 | 0.98081 | 132.5762 | 483.601 | 0.49506 | 124.1777 | 367238.1024 | 373301.9428 | 1.0542 | 172.0182 | 322097.6065 | 0.90959 | 158.0274 | 275062.048 | 0.77676 | 145.6872 | 230965.5884 | 0.65224 | 137.9965 | 183721.8387 | 0.51882 | 132.6198 | 137842.8213 | 0.38926 | 128.4445 | 90307.5545 | 0.25503 | 124.9023 | 45566.6167 | 0.12868 | 122.1695 | 5643.2479 | 5637.748 | 16.6571 | 134.2526 | 2816.7984 | 8.3224 | 128.1612 | 3832.8874 | 3817.912 | 27.9516 | 128.6458 | 1917.9001 | 14.0413 | 125.913 | 18.0423 | 1.5662 | 155.3381 | 18.1762 | 1.5778 | 155.7418 | 1092184.6921 | 7.3749 | 192.0144 | 5649897.1016 | 38.1504 | 273.4198 | 119.6147 | [5 empty] | 8 | 0 | 0 | [14 empty] | 0 | 2016 |  | #REF! | #REF! | #REF! | #REF! |  | 1 | [5 empty] | jpj | [5 empty] | Blade | 0 | 3 | 4 | 9 | 4 | 1 | 0
ITI | jpj | 986 | 2016 | ITI931 | Minimum Power | [16 empty] | Tower |  | Managed | 1 | E3-1220 V5 | 1 | 1 | 3000 | 4 | 1 | 8192 | 1 | 8GB 2R DDR4-2133 ECC | 1 | 7200 RPM | SATA | 2 | PSU Redundancy | 460 | Microsoft Windows Server 2012 R2 Standard | 6.3.9200 | Oracle Corporation | 1.7.0_25-b17 | Intel_Win_HS17_1n | 11.5963 | 11.6 | 16.4557 | 8.9545 | 8.6842 | 8.6842 |  | 9.9415 | 22.844 | 41.6984 | 15.5707 | 38.408 | 7061.5221 | 7064.5184 | 1.0202 | 70.3391 | 5301.2272 | 0.76559 | 52.9353 | 3536.922 | 0.51079 | 41.1641 | 1764.3169 | 0.2548 | 36.6772 | 59655.4699 | 59672.482 | 1.0113 | 69.9176 | 44751.5549 | 0.7584 | 51.1557 | 29826.7319 | 0.50547 | 41.2124 | 14906.2906 | 0.25261 | 36.6925 | 27914.032 | 27192.7793 | 1.7052 | 90.2048 | 20957.8741 | 1.3143 | 70.6341 | 13960.1553 | 0.87544 | 46.1118 | 6978.5605 | 0.43762 | 39.8543 | 11112.6443 | 11103.8773 | 0.73748 | 60.018 | 8336.8684 | 0.5537 | 50.692 | 5562.8255 | 0.36946 | 39.9355 | 2769.0443 | 0.18391 | 35.5181 | 16356.2102 | 16364.0381 | 0.78345 | 69.6902 | 12247.7949 | 0.58638 | 56.5505 | 8172.1935 | 0.39126 | 42.6074 | 4094.561 | 0.19603 | 36.8955 | 1375.5803 | 1374.1722 | 1.4067 | 65.0055 | 1026.5566 | 1.0509 | 54.8369 | 685.1924 | 0.70143 | 41.9638 | 345.197 | 0.35338 | 36.5477 | 360350.131 | 359983.1637 | 1.0166 | 72.433 | 316770.7983 | 0.89455 | 66.1217 | 269878.1662 | 0.76213 | 55.8177 | 223791.5137 | 0.63198 | 47.9208 | 179159.016 | 0.50594 | 43.0207 | 134237.1947 | 0.37908 | 39.8805 | 90910.7746 | 0.25673 | 37.3792 | 44911.1771 | 0.12683 | 34.8933 | 379.1451 | 376.8026 | 1.1133 | 34.9582 | 189.6903 | 0.56045 | 34.2018 | 277.486 | 270.3441 | 1.9792 | 34.0904 | 137.8074 | 1.0089 | 33.6885 | 9.792 | 0.85 | 53.8058 | 9.8675 | 0.85656 | 55.8125 | 204982.7885 | 1.3841 | 76.1829 | 1092184.6921 | 7.3749 | 192.0144 | 32.2981 | [5 empty] | 2 | 0 | 0 | [14 empty] | 0 | 2016 |  | #REF! | #REF! | #REF! | #REF! |  | 1 | [5 empty] | jpj
ITI | jpj | 987 | 2016 | ITI932 | Typical | [16 empty] | Tower |  | Managed | 1 | E3-1220 V5 | 1 | 1 | 3000 | 4 | 1 | 32768 | 2 | 16GB 2Rx8 DDR4-2133 ECC | 3 | 15000 RPM | SAS | 2 | PSU Redundancy | 460 | Microsoft Windows Server 2012 R2 Standard | 6.3.9200 | Oracle Corporation | 1.8.0_72-b15 | Intel_Win_HS17_1n | 8.1839 | 9.1533 | 10.1433 | 4.5177 | 4.9096 | 4.9096 |  | 5.0699 | 63.9724 | 101.4241 | 16.186 | 11.7581 | 9305.4536 | 9305.1582 | 1.3438 | 111.4079 | 6981.827 | 1.0083 | 97.4755 | 4648.1476 | 0.67127 | 83.0254 | 2330.1192 | 0.33651 | 75.6775 | 88638.2598 | 88622.0315 | 1.5019 | 109.7298 | 66439.1054 | 1.1259 | 98.1939 | 44306.1514 | 0.75085 | 82.9348 | 22147.6924 | 0.37533 | 75.9724 | 28870.0254 | 28372.1734 | 1.7792 | 124.1095 | 21651.7114 | 1.3578 | 110.454 | 14418.2288 | 0.90416 | 88.1817 | 7220.3191 | 0.45278 | 77.2874 | 10383.9473 | 10377.2211 | 0.68922 | 98.0102 | 7787.3183 | 0.51721 | 89.2674 | 5191.7616 | 0.34482 | 78.9051 | 2600.5816 | 0.17272 | 73.8284 | 16244.8523 | 16244.3937 | 0.77772 | 104.8564 | 12167.0463 | 0.58252 | 93.5079 | 8127.8147 | 0.38913 | 80.8547 | 4067.9709 | 0.19476 | 74.54 | 1334.828 | 1334.9477 | 1.3666 | 101.3211 | 1002.6684 | 1.0264 | 92.1875 | 660.3565 | 0.67601 | 80.0762 | 335.324 | 0.34327 | 74.3596 | 337317.2503 | 338556.9714 | 0.95607 | 110.3179 | 295053.7515 | 0.83322 | 105.6453 | 252649.6501 | 0.71347 | 97.7408 | 209597.5752 | 0.5919 | 89.8239 | 168120.4727 | 0.47477 | 83.8511 | 127030.3211 | 0.35873 | 79.4548 | 84414.702 | 0.23838 | 76.1254 | 43066.7977 | 0.12162 | 73.3332 | 2335.5508 | 2341.3293 | 6.9176 | 77.9746 | 1172.2759 | 3.4636 | 75.0826 | 1469.0436 | 1467.6747 | 10.7451 | 75.6307 | 733.6987 | 5.3715 | 74.1873 | 18.4629 | 1.6027 | 98.8379 | 18.4979 | 1.6057 | 99.3843 | 601511.0519 | 4.0617 | 115.5988 | 130807.245 | 0.88326 | 75.1198 | 70.9195 | [5 empty] | 4 | 0 | 0 | [14 empty] | 0 | 2016 |  | #REF! | #REF! | #REF! | #REF! |  | 1 | [5 empty] | jpj | [5 empty] | Year | 2016 | 2017 | 2018 | 2019 | 2020 | 2021 | 2022
ITI | mnq | 976 | 2016 | ITI921 | High-End | [16 empty] | Rack |  | Managed | 1 | E3-1270 V5 | 1 | 1 | 3600 | 4 | 2 | 65536 | 4 | 16GB 2Rx8 DDR4-2133 ECC | 8 | 15000 RPM | SAS | 2 | PSU Redundancy | 500 | Microsoft Windows Server 2012 R2 Standard | 6.3.9200 | Oracle Corporation | 1.7.0_25-b17 | Intel_Win_HS17_1n | 6.5526 | 9.0259 | 8.3589 | 4.4867 | 5.1669 | 5.1669 |  | 3.6994 | 95.2687 | 170.3509 | 10.3956 | 56.3202 | 11750.2517 | 11812.5878 | 1.7059 | 183.1135 | 8806.3628 | 1.2718 | 150.9144 | 5889.6019 | 0.85056 | 130.4819 | 2938.5175 | 0.42437 | 117.809 | 140169.9738 | 140190.731 | 2.3758 | 185.8368 | 105177.6801 | 1.7824 | 154.1197 | 70086.5837 | 1.1877 | 132.0188 | 35052.0774 | 0.59402 | 119.0551 | 37546.8709 | 36484.2312 | 2.2879 | 208.1883 | 28165.5264 | 1.7663 | 168.1463 | 18769.0808 | 1.177 | 136.4785 | 9402.0071 | 0.5896 | 120.2346 | 16494.7728 | 16493.2342 | 1.0954 | 164.5958 | 12375.9824 | 0.82197 | 141.544 | 8256.5621 | 0.54837 | 124.3428 | 4122.9064 | 0.27383 | 115.1771 | 27189.032 | 27192.1897 | 1.3019 | 171.5034 | 20384.4214 | 0.97593 | 148.11 | 13578.3213 | 0.65008 | 127.6511 | 6800.4921 | 0.32558 | 116.366 | 1913.1547 | 1911.7357 | 1.957 | 171.398 | 1434.5992 | 1.4686 | 147.1186 | 954.2318 | 0.97685 | 127.099 | 479.4567 | 0.49082 | 116.1447 | 371679.8915 | 378345.3113 | 1.0684 | 171.8019 | 326511.3055 | 0.92206 | 156.2827 | 278291.1277 | 0.78588 | 142.0527 | 232246.5663 | 0.65586 | 133.3435 | 186254.3403 | 0.52598 | 126.9534 | 139511.4606 | 0.39398 | 121.5674 | 92833.5734 | 0.26216 | 116.9618 | 46933.4985 | 0.13254 | 113.5204 | 5691.1512 | 5681.8754 | 16.7874 | 128.8604 | 2839.1992 | 8.3886 | 120.4074 | 3935.4683 | 3920.7528 | 28.7045 | 121.1713 | 1970.4393 | 14.4259 | 117.7621 | 18.1114 | 1.5722 | 151.5206 | 18.2797 | 1.5868 | 152.3518 | 1091820.687 | 7.3724 | 190.5763 | 5220336.6627 | 35.2499 | 625.8829 | 111.8088 | [5 empty] | 4 | 0 | 0 | [14 empty] | 0 | 2016 |  | #REF! | #REF! | #REF! | #REF! |  | 1 | [5 empty] | mnq |  |  |  |  | 4 Skt | Rack | 2 | 4 | 4 | 6 | 2 | 0 | 0
ITI | mnq | 977 | 2016 | ITI922 | Minimum Power | [16 empty] | Rack |  | Managed | 1 | E3-1220 V5 | 1 | 1 | 3000 | 4 | 1 | 8192 | 2 | 8GB 2R DDR4-2133 ECC | 1 | 7200 RPM | SATA | 2 | PSU Redundancy | 500 | Microsoft Windows Server 2012 R2 Standard | 6.3.9200 | Oracle Corporation | 1.7.0_25-b17 | Intel_Win_HS17_1n | 7.4556 | 7.3841 | 10.2781 | 5.4916 | 5.455 | 5.455 |  | 6.0326 | 11.8342 | 17.6696 | 14.4582 | 38.6849 | 6855.0835 | 6909.3746 | 0.99783 | 71.4337 | 5137.808 | 0.74199 | 73.6348 | 3431.4577 | 0.49556 | 74.4852 | 1708.208 | 0.24669 | 74.7694 | 57287.2287 | 57187.7746 | 0.96915 | 70.8662 | 42934.666 | 0.72761 | 72.3437 | 28649.3409 | 0.48552 | 73.5746 | 14330.4231 | 0.24286 | 74.1461 | 26026.3232 | 25161.4389 | 1.5779 | 88.7863 | 19540.1973 | 1.2254 | 90.1376 | 13022.0933 | 0.81661 | 86.9754 | 6511.925 | 0.40836 | 83.0041 | 10720.26 | 10741.5039 | 0.71341 | 62.6741 | 8032.7207 | 0.5335 | 71.535 | 5356.5284 | 0.35576 | 74.9895 | 2684.8667 | 0.17832 | 78.9652 | 15807.1986 | 15827.0686 | 0.75774 | 70.7402 | 11855.1419 | 0.56758 | 76.6227 | 7890.4943 | 0.37777 | 79.1526 | 3951.5385 | 0.18919 | 80.9078 | 1326.1151 | 1328.7861 | 1.3603 | 66.5132 | 993.9573 | 1.0175 | 74.9077 | 663.181 | 0.6789 | 78.6575 | 330.7144 | 0.33855 | 80.851 | 341807.1987 | 341476.042 | 0.96432 | 72.6907 | 299301.8373 | 0.84522 | 72.8671 | 256233.352 | 0.72359 | 73.5934 | 213242.9211 | 0.60219 | 75.902 | 169219.1185 | 0.47787 | 74.3902 | 127076.431 | 0.35886 | 75.2465 | 83610.1197 | 0.23611 | 76.6833 | 42460.4377 | 0.11991 | 77.403 | 444.8518 | 438.2276 | 1.2948 | 79.429 | 224.8296 | 0.66427 | 77.318 | 270.445 | 266.9799 | 1.9546 | 78.6293 | 135.164 | 0.98956 | 78.7888 | 9.5528 | 0.82924 | 56.9971 | 9.5403 | 0.82815 | 57.6381 | 90248.6274 | 0.6094 | 79.7525 | 1091820.687 | 7.3724 | 190.5763 | 76.9348 | [5 empty] | 4 | 0 | 0 | [14 empty] | 0 | 2016 |  | #REF! | #REF! | #REF! | #REF! |  | 1 | [5 empty] | mnq | [5 empty] | Tower | 0 | 0 | 0 | 0 | 0 | 0 | 0
ITI | mnq | 978 | 2016 | ITI923 | Typical | [16 empty] | Rack |  | Managed | 1 | E3-1220 V5 | 1 | 1 | 3000 | 4 | 1 | 32768 | 2 | 16GB 2Rx8 DDR4-2133 ECC | 3 | 15000 RPM | SAS | 2 | PSU Redundancy | 500 | Microsoft Windows Server 2012 R2 Standard | 6.3.9200 | Oracle Corporation | 1.7.0_25-b17 | Intel_Win_HS17_1n | 8.8773 | 9.4844 | 10.6477 | 4.8994 | 5.3647 | 5.3647 |  | 5.4193 | 69.6509 | 108.299 | 17.7627 | 7.5191 | 9312.5829 | 9319.3759 | 1.3459 | 103.2209 | 6986.7721 | 1.009 | 90.2208 | 4657.9023 | 0.67268 | 76.5977 | 2332.1096 | 0.3368 | 69.4469 | 84641.0774 | 84540.5335 | 1.4327 | 101.2883 | 63490.7278 | 1.076 | 90.906 | 42353.1421 | 0.71775 | 76.5202 | 21187.7871 | 0.35907 | 69.6836 | 28997.8668 | 28283.0473 | 1.7736 | 116.6457 | 21853.161 | 1.3704 | 109.1314 | 14509.2254 | 0.90987 | 85.3131 | 7244.0664 | 0.45427 | 71.9685 | 10385.5637 | 10383.5411 | 0.68964 | 90.4372 | 7777.0867 | 0.51653 | 82.4729 | 5185.3878 | 0.34439 | 72.665 | 2592.2593 | 0.17217 | 67.6337 | 16353.8062 | 16354.9044 | 0.78302 | 96.5581 | 12281.259 | 0.58798 | 86.5312 | 8171.6459 | 0.39123 | 74.3634 | 4077.1226 | 0.1952 | 68.3178 | 1335.0658 | 1335.1753 | 1.3668 | 93.4218 | 998.3663 | 1.022 | 85.145 | 672.4605 | 0.6884 | 74.1301 | 335.8391 | 0.3438 | 68.2142 | 333414.6545 | 334477.8301 | 0.94455 | 102.1672 | 291346.6614 | 0.82275 | 98.3427 | 250978.5024 | 0.70875 | 91.038 | 210478.9309 | 0.59438 | 83.3605 | 166632.038 | 0.47056 | 77.0923 | 125058.2634 | 0.35316 | 73.081 | 82473.3175 | 0.2329 | 69.744 | 41954.8879 | 0.11848 | 67.3514 | 2341.525 | 2351.3607 | 6.9472 | 71.6623 | 1172.5172 | 3.4643 | 69.2277 | 1448.5572 | 1434.7128 | 10.5038 | 69.4106 | 722.6241 | 5.2905 | 68.2598 | 18.4399 | 1.6007 | 89.8421 | 18.4954 | 1.6055 | 90.6614 | 600410.1194 | 4.0542 | 107.6965 | 89251.0706 | 0.60266 | 80.1509 | 64.9062 | [5 empty] | 5 | 0 | 0 | [14 empty] | 0 | 2016 |  | #REF! | #REF! | #REF! | #REF! |  | 1 | [5 empty] | mnq | [5 empty] | Blade | 1 | 1 | 2 | 1 | 1 | 0 | 0
ITI | NN3 | 979 | 2016 | ITI924 | High-End | [16 empty] | Rack |  | Managed | 1 | E5-2620 V4 | 2 | 2 | 2100 | 8 | 16 | 1572864 | 24 | 64GB 4Rx4 DDR4-2400 ECC | 8 | 15000 RPM | SAS | 2 | PSU Redundancy | 800 | Microsoft Windows Server 2012 R2 Standard | 6.3.9200 | Oracle Corporation | 1.7.0_25-b17 | Intel_Win_HS17_1n | 6.8351 | 6.9938 | 9.5186 | 6.9997 | 6.7011 | 6.7011 |  | 5.5493 | 55.2197 | 88.4163 | 12.2151 | 19.5798 | 25317.2938 | 25338.4805 | 3.6593 | 352.6728 | 18959.356 | 2.7381 | 310.9174 | 12653.2885 | 1.8273 | 273.325 | 6317.0278 | 0.91229 | 255.332 | 227196.7013 | 227310.6337 | 3.8522 | 357.1311 | 170427.7792 | 2.8882 | 324.8261 | 113608.9318 | 1.9253 | 286.9404 | 56797.5624 | 0.96254 | 258.9007 | 76152.5473 | 76425.1194 | 4.7926 | 330.1533 | 57067.3558 | 3.5787 | 289.954 | 38078.5742 | 2.3879 | 257.9959 | 19039.0104 | 1.1939 | 241.1756 | 49644.8661 | 49646.7906 | 3.2974 | 293.8069 | 37253.1105 | 2.4742 | 269.2688 | 24836.9004 | 1.6496 | 247.271 | 12426.7893 | 0.82534 | 236.5219 | 67608.9614 | 67614.271 | 3.2371 | 304.83 | 50742.6894 | 2.4294 | 277.2874 | 33830.4344 | 1.6197 | 252.886 | 16895.426 | 0.80889 | 239.0421 | 4244.578 | 4253.5454 | 4.3543 | 296.2826 | 3197.1718 | 3.2729 | 270.6207 | 2120.6409 | 2.1709 | 248.8983 | 1061.6092 | 1.0868 | 236.6355 | 1200588.2492 | 1202852.5681 | 3.3968 | 348.8861 | 1051589.1323 | 2.9696 | 331.1428 | 903520.1037 | 2.5515 | 309.3422 | 747415.8822 | 2.1107 | 291.4573 | 602385.4125 | 1.7011 | 277.8331 | 448495.0777 | 1.2665 | 265.1261 | 297776.7012 | 0.84091 | 252.6096 | 150726.1079 | 0.42564 | 240.3518 | 6308.2996 | 6279.7417 | 18.5539 | 242.4372 | 3163.0629 | 9.3455 | 234.5563 | 4000.7003 | 4000.7343 | 29.2901 | 236.0614 | 1997.04 | 14.6207 | 232.0593 | 52.981 | 4.599 | 379.3773 | 54.4248 | 4.7244 | 383.84 | 9580499.0918 | 64.6915 | 350.9884 | 306606.0117 | 2.0703 | 105.7383 | 219.8982 | [5 empty] | 5 | 0 | 0 | [14 empty] | 0 | 2016 |  | #REF! | #REF! | #REF! | #REF! |  | 2 | [5 empty] | NN3
ITI | NN3 | 980 | 2016 | ITI925 | Minimum Power | [16 empty] | Rack |  | Managed | 1 | E5-2620 V4 | 2 | 2 | 2100 | 8 | 16 | 16384 | 4 | 4GB 2Rx8 DDR4-2400 ECC | 1 | 7200 RPM | SATA | 1 | Standard | 800 | Microsoft Windows Server 2012 R2 Standard | 6.3.9200 | Oracle Corporation | 1.7.0_25-b17 | Intel_Win_HS17_1n | 14.8489 | 14.2148 | 19.717 | 15.408 | 14.655 | 14.655 |  | 12.5602 | 11.0219 | 15.5556 | 18.008 | 186.8878 | 24464.5379 | 24473.6719 | 3.5344 | 176.8636 | 18366.5404 | 2.6524 | 140.392 | 12240.436 | 1.7677 | 117.5137 | 6112.6468 | 0.88277 | 103.1284 | 197161.4226 | 197121.3025 | 3.3406 | 174.5967 | 147875.2672 | 2.506 | 137.6141 | 98543.6476 | 1.67 | 117.806 | 49277.9259 | 0.8351 | 101.0252 | 76084.1743 | 76293.0713 | 4.7843 | 189.5381 | 57064.5674 | 3.5785 | 147.2143 | 38050.8505 | 2.3862 | 116.091 | 19034.9343 | 1.1937 | 99.6078 | 49649.8347 | 49645.8898 | 3.2973 | 153.7714 | 37257.9452 | 2.4745 | 126.8905 | 24812.7485 | 1.648 | 105.7687 | 12399.5068 | 0.82353 | 95.1984 | 67526.1475 | 67528.4687 | 3.233 | 160.2761 | 50653.3905 | 2.4251 | 131.9713 | 33765.4583 | 1.6166 | 108.5744 | 16868.5694 | 0.80761 | 96.6323 | 4259.3544 | 4258.4375 | 4.3594 | 156.1545 | 3190.6498 | 3.2663 | 127.7581 | 2128.9203 | 2.1794 | 107.3822 | 1066.321 | 1.0916 | 95.3919 | 1172067.8907 | 1175404.0273 | 3.3193 | 175.3051 | 1027750.5725 | 2.9023 | 158.6214 | 882218.0205 | 2.4914 | 138.8667 | 731200.7031 | 2.0649 | 125.8191 | 586991.7273 | 1.6576 | 116.0973 | 436997.4812 | 1.2341 | 107.4 | 294230.5591 | 0.8309 | 100.0472 | 146481.6572 | 0.41366 | 92.8213 | 440.7738 | 435.4424 | 1.2865 | 84.0899 | 219.378 | 0.64817 | 81.6311 | 240.6663 | 240.9105 | 1.7637 | 80.452 | 120.285 | 0.88063 | 79.7851 | 34.9084 | 3.0302 | 168.4831 | 35.0669 | 3.044 | 168.8235 | 983626.3375 | 6.6419 | 179.4339 | 9739041.3963 | 65.762 | 351.8798 | 78.3432 | [5 empty] | 5 | 2 | 2 | [14 empty] | 0 | 2016 |  | #REF! | #REF! | #REF! | #REF! |  | 2 | [5 empty] | NN3
ITI | NN3 | 981 | 2016 | ITI926 | Typical | [16 empty] | Rack |  | Managed | 1 | E5-2620 V4 | 2 | 2 | 2100 | 8 | 16 | 524288 | 8 | 64GB 4Rx4 DDR4-2400 ECC | 3 | 15000 RPM | SAS | 2 | PSU Redundancy | 800 | Microsoft Windows Server 2012 R2 Standard | 6.3.9200 | Oracle Corporation | 1.7.0_25-b17 | Intel_Win_HS17_1n | 9.9068 | 9.977 | 13.3714 | 10.0799 | 9.6705 | 9.6705 |  | 8.0629 | 37.0827 | 53.2423 | 19.4614 | 19.5136 | 25400.5896 | 25445.5114 | 3.6748 | 256.3013 | 19019.9119 | 2.7468 | 216.9755 | 12695.1839 | 1.8334 | 187.8602 | 6349.6879 | 0.917 | 168.6379 | 229475.9577 | 229630.1437 | 3.8915 | 265.3921 | 172060.0545 | 2.9159 | 235.4731 | 114694.7127 | 1.9437 | 198.695 | 57388.3142 | 0.97255 | 174.3453 | 75924.7639 | 76334.7107 | 4.7869 | 249.1627 | 56948.0912 | 3.5712 | 210.2649 | 37924.1381 | 2.3782 | 178.4892 | 18965.2794 | 1.1893 | 161.7477 | 49650.725 | 49648.938 | 3.2975 | 214.08 | 37216.4174 | 2.4718 | 189.2112 | 24813.3619 | 1.648 | 168.0838 | 12407.7442 | 0.82408 | 157.4902 | 67984.1472 | 67985.6388 | 3.2549 | 223.2104 | 50948.6498 | 2.4392 | 196.2102 | 33982.4676 | 1.627 | 172.2731 | 17022.6567 | 0.81499 | 159.538 | 4246.6933 | 4248.8044 | 4.3495 | 216.468 | 3183.6134 | 3.2591 | 190.3357 | 2123.9647 | 2.1743 | 169.9636 | 1057.307 | 1.0824 | 157.667 | 1212924.3352 | 1214926.568 | 3.4309 | 257.7371 | 1062523.2523 | 3.0005 | 241.784 | 906622.1911 | 2.5603 | 219.462 | 758151.4679 | 2.141 | 203.6107 | 607090.165 | 1.7144 | 190.3305 | 455156.2338 | 1.2853 | 178.8671 | 304417.4737 | 0.85966 | 168.4625 | 149597.8384 | 0.42246 | 158.3082 | 2664.8154 | 2648.0669 | 7.8239 | 152.2488 | 1336.9739 | 3.9502 | 147.6184 | 1521.6341 | 1517.7544 | 11.1118 | 149.2034 | 763.1625 | 5.5872 | 146.787 | 64.9269 | 5.636 | 289.5497 | 64.9171 | 5.6352 | 289.6071 | 5632707.9409 | 38.0344 | 253.638 | 522006.152 | 3.5248 | 180.6333 | 141.2684 | [5 empty] | 5 | 0 | 0 | [14 empty] | 0 | 2016 |  | #REF! | #REF! | #REF! | #REF! |  | 2 | [5 empty] | NN3
ITI | OA | 602 | 2016 | ITI556 | High-End | [16 empty] | Blade |  | Managed | 2 | E7-8890 V3 | 4 | 4 | 2500 | 18 | 0 | 1536000 | 96 | 0 | 4 | SDD | 0 | 3 | 3 | 2500 | [5 empty] | 11.8576 | 1.0726 | 12.6809 | 8.8958 | 9.861 | 12.5954 |  | 6.265 | 36.0646 | 495.2688 | 10.1716 | 364.7192 | 228374.806 | 228177.3117 | 32.9526 | 2233.1 | 171347.415 | 24.7455 | 1762.2 | 114200.153 | 16.4924 | 1420.2 | 57067.992 | 8.2416 | 1003.2 | 158399.94 | 159167.8549 | 2.6974 | 1762 | 118807.398 | 2.0134 | 1420.8 | 79216.152 | 1.3425 | 1236.9 | 39583.653 | 0.67082 | 1193.5 | 687012.211 | 676727.651 | 42.4374 | 2426.4 | 515418.965 | 32.3217 | 2128.8 | 343487.509 | 21.54 | 1737.7 | 171697.219 | 10.7671 | 1370.6 | 395301.902 | 395316.085 | 26.2555 | 1947.9 | 296505.301 | 19.6928 | 1768.2 | 197648.922 | 13.1271 | 1564.2 | 98823.98 | 6.5635 | 1320.4 | 642011.614 | 645180.02 | 30.889 | 2088.5 | 481553.1657 | 23.0551 | 1897.5 | 320987.0537 | 15.3677 | 1649.3 | 160529.2222 | 7.6856 | 1361 | 40795.006 | 40934.342 | 41.9044 | 1984.1 | 20377.163 | 20.8601 | 1773.1 | 20377.163 | 20.8601 | 1562.4 | 10207.689 | 10.4496 | 1377.4 | 8500472.015 | 8516865.36 | 24.0513 | 2417 | 7431536.208 | 20.9864 | 2220.5 | 6375141.796 | 18.0032 | 2050.3 | 5313459.104 | 15.005 | 1894.7 | 4256191.651 | 12.0193 | 1738.9 | 3184959.108 | 8.9942 | 1593.7 | 2124759.388 | 6.0002 | 1458.5 | 1062821.88 | 3.0014 | 1327.2 | 20640.264 | 20652.144 | 61.018 | 1205.4 | 10313.996 | 30.4733 | 1186 | 115689.98 | 117217.31 | 858.169 | 1234.7 | 57860.113 | 423.6043 | 1200.3 | 323.5796 | 28.0885 | 2749 | 323.5799 | 28.0885 | 2774 | 124862199.8142 | 843.1212 | 2292.7 | 123565915.1831 | 834.3681 | 2306.7 | 573 | [5 empty] | 0 | 1 | 0 | [14 empty] | 0 | 2016 |  | #REF! | #REF! | #REF! | #REF! |  | 4 | [5 empty] | OA
ITI | OA | 603 | 2016 | ITI557 | Low-End | [16 empty] | Blade |  | Managed | 2 | E7-4820 V3 | 4 | 4 | 1900 | 10 | 0 | 128000 | 16 | 0 | 4 | 10000 | 0 | 3 | 3 | 2500 | [5 empty] | 6.3044 | 1.3533 | 8.8894 | 5.5189 | 6.3325 | 7.8822 |  | 4.3668 | 4.5436 | 8.1898 | 43.84 | 79.1075 | 92908.546 | 93160.7411 | 13.454 | 1343.4 | 69730.838 | 10.0703 | 1232 | 46466.06 | 6.7105 | 1135.8 | 23244.793 | 3.3569 | 1027.8 | 151303.022 | 151139.37 | 2.5613 | 1198.4 | 113498.308 | 1.9234 | 1054.7 | 75611.378 | 1.2814 | 993.2 | 37839.531 | 0.64126 | 961.4 | 305694.875 | 306117.524 | 19.1965 | 1379.2 | 229288.051 | 14.3786 | 1253.2 | 152826.362 | 9.5837 | 1136.9 | 76410.852 | 4.7917 | 1033 | 166875.238 | 166989.387 | 11.0908 | 1215.9 | 125189.57 | 8.3146 | 1150 | 83449.404 | 5.5424 | 1087.1 | 41704.749 | 2.7699 | 1003.9 | 272866.535 | 273328.2366 | 13.086 | 1256.5 | 204662.4584 | 9.7985 | 1190.3 | 136432.6534 | 6.5319 | 1112.1 | 68180.1133 | 3.2642 | 1022.2 | 17227.313 | 17298.201 | 17.7081 | 1225.1 | 8617.561 | 8.8218 | 1162.4 | 8617.561 | 8.8218 | 1084.4 | 4310.498 | 4.4127 | 1020.2 | 3867110.718 | 3883725.108 | 10.9675 | 1365.4 | 3381785.984 | 9.55 | 1312.5 | 2900841.447 | 8.1919 | 1259.7 | 2416653.755 | 6.8245 | 1209.1 | 1934243.491 | 5.4622 | 1159.2 | 1445847.166 | 4.083 | 1108.7 | 969565.924 | 2.738 | 1054.6 | 482500.706 | 1.3626 | 996 | 2034.372 | 2029.641 | 5.9967 | 936.4 | 1015.558 | 3.0005 | 930.8 | 1471.711 | 1473.252 | 10.7859 | 931.4 | 735.42 | 5.3841 | 929.6 | 149.7842 | 13.0021 | 1447.3 | 149.7839 | 13.0021 | 1452.5 | 15957907.2056 | 107.7544 | 1324.5 | 15202811.064 | 102.6557 | 1335.3 | 461.1 | [5 empty] | 0 | 1 | 0 | [14 empty] | 0 | 2016 |  | #REF! | #REF! | #REF! | #REF! |  | 4 | [5 empty] | OA
ITI | OA | 604 | 2016 | ITI558 | Typical | [16 empty] | Blade |  | Managed | 2 | E7-4820 V3 | 4 | 4 | 1900 | 10 | 0 | 96000 | 32 | 0 | 2 | SDD | 0 | 3 | 3 | 2500 | 0 | 0 | 0 | 0 | 0 | 6.7776 | 1.4632 | 9.4033 | 5.9308 | 6.7791 | 8.4667 |  | 4.8088 | 24.07 | 318.5323 | 141.211 | 171.2781 | 92901.256 | 93026.946 | 13.4347 | 1269 | 69643.73 | 10.0577 | 1151.8 | 46439.804 | 6.7067 | 1048.4 | 23227.545 | 3.3544 | 940.1 | 149977.404 | 149786.062 | 2.5384 | 1118.1 | 112507.983 | 1.9067 | 964.7 | 74958.019 | 1.2703 | 905.5 | 37499.618 | 0.6355 | 872.7 | 305292.84 | 306491.345 | 19.22 | 1335.6 | 228911.854 | 14.355 | 1199.3 | 152653.954 | 9.5729 | 1062.2 | 76291.395 | 4.7842 | 949.9 | 166903.815 | 166971.156 | 11.0896 | 1141.2 | 125198.962 | 8.3153 | 1080.9 | 83497.477 | 5.5456 | 1007.8 | 41731.345 | 2.7716 | 921.5 | 273007.627 | 273346.288 | 13.0869 | 1188.2 | 204694.8576 | 9.8001 | 1121 | 136500.4135 | 6.5352 | 1033.5 | 68229.878 | 3.2666 | 941.7 | 17214.693 | 17286.46 | 17.6961 | 1159.6 | 8607.816 | 8.8118 | 1086.4 | 8607.816 | 8.8118 | 1002.9 | 4302.219 | 4.4042 | 932.1 | 3956366.886 | 3969463.441 | 11.2096 | 1291.3 | 3461771.971 | 9.7759 | 1237 | 2963192.797 | 8.3679 | 1178.8 | 2468580.761 | 6.9712 | 1125.6 | 1978444.727 | 5.5871 | 1076.5 | 1479565.719 | 4.1782 | 1020.8 | 993006.263 | 2.8042 | 965.1 | 495165.217 | 1.3983 | 910.4 | 9739.077 | 9906.144 | 29.2683 | 856.3 | 4867.313 | 14.3808 | 848.4 | 53897.85 | 53120.293 | 388.9032 | 879 | 26941.524 | 197.2438 | 860.1 | 589.1293 | 51.1397 | 1523.4 | 588.6146 | 51.095 | 1529.8 | 31789463.926 | 214.6556 | 1251.3 | 31745955.5425 | 214.3618 | 1253.5 | 416.8 | [5 empty] | 0 | 3 | 2 | [14 empty] | 0 | 2016 |  | #REF! | #REF! | #REF! | #REF! |  | 4 | [5 empty] | OA
ITI | rfn | 982 | 2016 | ITI927 | High-End | [16 empty] | Rack |  | Managed | 1 | E5-2620 V4 | 2 | 2 | 2100 | 8 | 16 | 1572864 | 24 | 64GB 4Rx4 DDR4-2400 ECC | 16 | 15000 RPM | SAS | 2 | PSU Redundancy | 800 | Microsoft Windows Server 2012 R2 Standard | 6.3.9200 | Oracle Corporation | 1.7.0_25-b17 | Intel_Win_HS17_1n | 5.2733 | 5.4569 | 7.2139 | 5.2638 | 5.08 | 5.08 |  | 4.2465 | 72.181 | 125.1776 | 9.9334 | 102.0094 | 25326.7038 | 25316.0861 | 3.6561 | 448.6995 | 18975.1662 | 2.7403 | 390.2917 | 12651.4327 | 1.8271 | 367.5163 | 6336.1979 | 0.91505 | 336.5558 | 227666.8762 | 227830.2177 | 3.861 | 443.0499 | 170829.3098 | 2.895 | 410.5453 | 113836.4209 | 1.9292 | 373.6686 | 56914.0139 | 0.96451 | 345.1077 | 75637.233 | 75810.2267 | 4.754 | 416.5955 | 56723.1681 | 3.5571 | 375.2086 | 37840.3705 | 2.373 | 343.9497 | 18906.0155 | 1.1856 | 326.7602 | 49625.6005 | 49648.5236 | 3.2975 | 379.3413 | 37204.4717 | 2.471 | 354.7881 | 24817.98 | 1.6483 | 332.95 | 12425.1935 | 0.82524 | 322.1872 | 67775.8452 | 67813.48 | 3.2467 | 389.976 | 50842.9571 | 2.4342 | 362.9274 | 33916.833 | 1.6238 | 340.031 | 16933.3461 | 0.81071 | 324.6057 | 4117.0178 | 4248.1985 | 4.3489 | 381.3787 | 3085.6766 | 3.1588 | 353.4444 | 2057.5017 | 2.1063 | 333.4453 | 1030.1339 | 1.0545 | 322.166 | 1197050.1773 | 1203128.3937 | 3.3976 | 434.26 | 1046896.6175 | 2.9564 | 418.1007 | 897944.2573 | 2.5358 | 395.4018 | 746575.6987 | 2.1083 | 378.5417 | 599460.9999 | 1.6929 | 364.3373 | 448994.3717 | 1.2679 | 351.3954 | 297941.4793 | 0.84138 | 339.1155 | 148965.1702 | 0.42067 | 326.9799 | 11752.647 | 11763.8124 | 34.7569 | 346.6183 | 5876.8547 | 17.3635 | 334.1802 | 7989.4306 | 7964.2196 | 58.3075 | 332.7367 | 3994.2964 | 29.243 | 327.033 | 52.877 | 4.59 | 466.0892 | 54.2499 | 4.7092 | 469.9951 | 9698449.3791 | 65.4879 | 435.7233 | 3918020.9827 | 26.4561 | 259.3496 | 305.9092 | [5 empty] | 9 | 0 | 0 | [14 empty] | 0 | 2016 |  | #REF! | #REF! | #REF! | #REF! |  | 2 | [5 empty] | rfn
ITI | rfn | 983 | 2016 | ITI928 | Minimum Power | [16 empty] | Rack |  | Managed | 1 | E5-2620 V4 | 2 | 2 | 2100 | 8 | 16 | 16384 | 4 | 4GB 2Rx8 DDR4-2400 ECC | 1 | 7200 RPM | SATA | 1 | Standard | 800 | Microsoft Windows Server 2012 R2 Standard | 6.3.9200 | Oracle Corporation | 1.7.0_25-b17 | Intel_Win_HS17_1n | 12.4738 | 11.9267 | 16.5694 | 12.7735 | 12.2539 | 12.2539 |  | 10.4489 | 8.698 | 11.9694 | 15.7469 | 148.8855 | 24437.0726 | 24425.6793 | 3.5275 | 200.3838 | 18321.353 | 2.6459 | 164.6363 | 12233.4562 | 1.7667 | 142.3152 | 6105.4104 | 0.88172 | 127.911 | 196838.0915 | 196752.307 | 3.3343 | 198.074 | 147593.5503 | 2.5012 | 161.5491 | 98478.1564 | 1.6689 | 142.6217 | 49200.2606 | 0.83379 | 125.6745 | 76155.8881 | 76148.715 | 4.7753 | 213.5556 | 57157.6832 | 3.5843 | 172.5702 | 38036.9829 | 2.3853 | 141.0367 | 19034.3983 | 1.1936 | 124.3891 | 49646.1441 | 49649.0129 | 3.2975 | 177.1048 | 37240.9831 | 2.4734 | 150.836 | 24818.8385 | 1.6484 | 130.2463 | 12420.9544 | 0.82495 | 119.735 | 67874.4723 | 67880.1053 | 3.2499 | 183.8233 | 50953.9808 | 2.4395 | 156.2325 | 33939.2642 | 1.6249 | 133.229 | 16961.9302 | 0.81208 | 121.2604 | 4225.513 | 4224.0754 | 4.3242 | 179.5724 | 3168.5674 | 3.2437 | 152.2032 | 2115.0912 | 2.1652 | 131.8306 | 1054.552 | 1.0795 | 119.7203 | 1168619.2022 | 1169540.7646 | 3.3027 | 198.598 | 1020559.5645 | 2.882 | 181.7686 | 876473.0027 | 2.4751 | 162.699 | 730563.702 | 2.0631 | 150.4276 | 582808.3037 | 1.6458 | 140.5769 | 437869.9719 | 1.2365 | 132.0603 | 292777.9032 | 0.82679 | 124.5501 | 147435.6365 | 0.41635 | 117.3124 | 445.4799 | 445.5301 | 1.3163 | 108.449 | 222.782 | 0.65822 | 105.6037 | 240.8192 | 244.7589 | 1.7919 | 104.5246 | 118.3363 | 0.86636 | 103.6703 | 34.8858 | 3.0283 | 192.5184 | 34.9693 | 3.0355 | 192.5619 | 988947.093 | 6.6778 | 202.8625 | 9633050.1975 | 65.0463 | 436.8884 | 102.962 | [5 empty] | 8 | 0 | 0 | [14 empty] | 0 | 2016 |  | #REF! | #REF! | #REF! | #REF! |  | 2 | [5 empty] | rfn
ITI | rfn | 984 | 2016 | ITI929 | Typical | [16 empty] | Rack |  | Managed | 1 | E5-2620 V4 | 2 | 2 | 2100 | 8 | 16 | 524288 | 8 | 64GB 4Rx4 DDR4-2400 ECC | 3 | 15000 RPM | SAS | 2 | PSU Redundancy | 800 | Microsoft Windows Server 2012 R2 Standard | 6.3.9200 | Oracle Corporation | 1.7.0_25-b17 | Intel_Win_HS17_1n | 8.9986 | 9.0895 | 12.0733 | 9.0011 | 8.6304 | 8.6304 |  | 7.303 | 28.3035 | 46.1724 | 18.1341 | 17.3565 | 25485.0247 | 25473.4015 | 3.6788 | 275.4431 | 19112.7972 | 2.7602 | 238.2217 | 12742.6193 | 1.8402 | 209.5643 | 6370.2556 | 0.91997 | 190.6607 | 229381.8622 | 229425.9343 | 3.888 | 284.9663 | 172082.8147 | 2.9163 | 255.1133 | 114732.6467 | 1.9444 | 220.1242 | 57386.186 | 0.97251 | 196.2782 | 76046.52 | 76441.6332 | 4.7936 | 270.017 | 57034.8456 | 3.5766 | 230.18 | 38033.4397 | 2.3851 | 200.5605 | 19014.6775 | 1.1924 | 184.1021 | 49650.3465 | 49649.3234 | 3.2975 | 234.6022 | 37222.6524 | 2.4722 | 210.7067 | 24836.413 | 1.6495 | 190.1315 | 12413.9526 | 0.82449 | 179.7108 | 67694.2023 | 67696.9733 | 3.2411 | 243.2841 | 50761.9054 | 2.4303 | 217.3266 | 33835.0363 | 1.6199 | 194.1952 | 16917.8527 | 0.80997 | 181.4373 | 4252.2177 | 4251.8891 | 4.3527 | 236.5229 | 3183.1002 | 3.2585 | 211.3696 | 2124.8616 | 2.1752 | 191.4576 | 1061.2638 | 1.0864 | 179.5406 | 1217306.1656 | 1220995.1177 | 3.448 | 277.433 | 1062583.6511 | 3.0007 | 261.5635 | 912652.8164 | 2.5773 | 241.2878 | 765063.9547 | 2.1605 | 225.4121 | 607507.4855 | 1.7156 | 211.9059 | 455632.3155 | 1.2867 | 200.5709 | 303272.7513 | 0.85643 | 190.1914 | 151314.9027 | 0.42731 | 180.2897 | 2333.1284 | 2317.2983 | 6.8466 | 173.8523 | 1160.8985 | 3.4299 | 168.6172 | 1521.0586 | 1512.4349 | 11.0728 | 170.9104 | 754.959 | 5.5272 | 167.969 | 64.8866 | 5.6325 | 310.6408 | 64.925 | 5.6359 | 310.7514 | 5673143.1003 | 38.3074 | 273.0454 | 523613.0988 | 3.5357 | 203.7078 | 162.8198 | [5 empty] | 2 | 0 | 0 | [14 empty] | 0 | 2016 |  | #REF! | #REF! | #REF! | #REF! |  | 2 | [5 empty] | rfn
ITI | vvr1 | 549 | 2016 | ITI850 | High-End | [16 empty] | Rack |  | Managed | 1 | E7-8890 v4 | 4 | 4 | 2200 | 24 | 2 | 1572864 | 96 | 16GB 2Rx4 PC4-2133P-RA0-07 | 12 | SSD | SATA | 4 | 0 | 1400 | Red Hat Enterprise Linux Server | 6.5 (Santiago) | Oracle Corporation | 1.8.0_74-b02 | Intel_Lin_HS17_1n | 11.6319 | 1.0425 | 15.5736 | 11.3676 | 11.633 | 11.633 |  | 7.7678 | 96.9938 | 1346.2871 | 12.4286 | 339.6757 | 139108.9981 | 139195.483 | 20.1022 | 1121.4286 | 104439.1837 | 15.0828 | 1014.3056 | 69526.9409 | 10.0409 | 909.781 | 34790.5328 | 5.0243 | 807.404 | 82582.3335 | 82389.8069 | 1.3962 | 836.9595 | 61945.1329 | 1.0498 | 730.4976 | 41298.167 | 0.69987 | 715.3778 | 20639.7182 | 0.34978 | 694.523 | 429392.5496 | 425374.8714 | 26.6751 | 1091.0841 | 322017.8253 | 20.1936 | 1025.6325 | 214659.286 | 13.4612 | 914.9675 | 107349.0361 | 6.7318 | 810.4508 | 259403.6312 | 259436.7666 | 17.2308 | 914.6167 | 194537.0286 | 12.9204 | 868.631 | 129723.2346 | 8.6157 | 817.2516 | 64837.4842 | 4.3063 | 761.8548 | 385495.0776 | 386529.8223 | 18.5057 | 964.5873 | 289099.703 | 13.8411 | 919.1016 | 192744.1013 | 9.2279 | 856.1944 | 96386.5854 | 4.6147 | 784.6429 | 24192.6724 | 24269.1855 | 24.8443 | 920.6016 | 18162.0497 | 18.5925 | 865.0008 | 12099.3981 | 12.3861 | 811.1341 | 6045.0621 | 6.1883 | 757.0413 | 5306487.6698 | 5324637.4912 | 15.0366 | 1093 | 4647397.9706 | 13.1241 | 1037.7085 | 3980505.3023 | 11.2408 | 984.448 | 3313770.3906 | 9.358 | 935.9537 | 2651814.4167 | 7.4886 | 887.15 | 1987656.758 | 5.6131 | 840.1333 | 1326693.657 | 3.7465 | 793.7614 | 661908.4582 | 1.8692 | 745.5935 | 32745.2217 | 32883.5934 | 97.1565 | 709.8032 | 16355.5009 | 48.3233 | 703.077 | 190386.0578 | 191708.1758 | 1403.5301 | 742.4222 | 95125.2899 | 696.4294 | 726.3944 | 156.3268 | 13.57 | 1094.0293 | 157.062 | 13.6339 | 1094.7857 | 56613500.047 | 382.2778 | 1116.8643 | 56225560.9697 | 379.6582 | 1117.7079 | 531.1837 | [5 empty] | 8 | 0 | 0 | [14 empty] | 0 | 2016 |  | #REF! | #REF! | #REF! | #REF! |  | 4 | [5 empty] | vvr1
ITI | vvr1 | 562 | 2016 | ITI851 | Low-End | [16 empty] | Rack |  | Managed | 1 | E7-4809 v4 | 4 | 4 | 2100 | 8 | 2 | 262144 | 32 | 8GB 1Rx4 PC4-2133P-RCP-10 | 1 | HDD 10KRPM | SAS | 2 | 0 | 900 | Red Hat Enterprise Linux Server | 6.5 (Santiago) | Oracle Corporation | 1.8.0_74-b02 | Intel_Lin_HS17_1n | 6.9916 | 1.7333 | 9.0845 | 6.2784 | 6.5654 | 6.5654 |  | 4.8628 | 3.1118 | 5.8718 | 16.2013 | 86.0956 | 45853.5717 | 45960.0783 | 6.6374 | 570.9438 | 34378.0469 | 4.9648 | 540.8769 | 22932.4294 | 3.3118 | 510.7876 | 11457.2297 | 1.6546 | 479.1 | 87471.3565 | 87354.083 | 1.4804 | 509.9959 | 65629.3159 | 1.1122 | 472.714 | 43745.5078 | 0.74135 | 462.0802 | 21882.8869 | 0.37085 | 450.2331 | 138205.8244 | 137055.6454 | 8.5947 | 575.9628 | 103656.7637 | 6.5003 | 543.6116 | 69104.3007 | 4.3335 | 512.8926 | 34558.0881 | 2.1671 | 479.705 | 83020.1182 | 83060.8995 | 5.5166 | 507.5463 | 62285.5923 | 4.1368 | 494.757 | 41489.9674 | 2.7556 | 479.895 | 20761.7516 | 1.3789 | 463.1099 | 123279.5261 | 123467.4035 | 5.9112 | 521.6256 | 92446.4353 | 4.426 | 508.9314 | 61627.8934 | 2.9505 | 491.3281 | 30819.1472 | 1.4755 | 469.9926 | 7708.3777 | 7734.8435 | 7.9181 | 509.1074 | 5774.8767 | 5.9117 | 493.7066 | 3861.9881 | 3.9535 | 478.3132 | 1926.4437 | 1.9721 | 461.2372 | 1880258.5326 | 1882084.9185 | 5.3149 | 573.2278 | 1641164.325 | 4.6346 | 554.8402 | 1409513.885 | 3.9804 | 538.2461 | 1174184.7393 | 3.3159 | 522.3734 | 939754.9949 | 2.6538 | 506.4527 | 703895.0456 | 1.9878 | 490.9311 | 469847.0667 | 1.3268 | 474.2427 | 232127.506 | 0.65552 | 452.4174 | 463.5235 | 465.8233 | 1.3763 | 313.6562 | 233.3339 | 0.6894 | 312.4058 | 355.0105 | 357.046 | 2.614 | 312.5074 | 175.956 | 1.2882 | 312.5298 | 128.3879 | 11.1448 | 687.6938 | 128.5082 | 11.1552 | 688.7375 | 7673025.284 | 51.8114 | 568.1645 | 7280942.7895 | 49.1639 | 571.0388 | 311.0876 | [5 empty] | 2 | 0 | 0 | [14 empty] | 0 | 2016 |  | #REF! | #REF! | #REF! | #REF! |  | 4 | [5 empty] | vvr1
ITI | vvr1 | 563 | 2016 | ITI852 | Maximum Power | [16 empty] | Rack |  | Managed | 1 | E7-8891 v4 | 4 | 4 | 2800 | 10 | 2 | 6291456 | 96 | 64GB 4Rx4 PC4-2133P-LE0-10 | 8 | 2.5'' SFF 6Gb/s 10000 RPM | SAS | 4 | 0 | 1400 | Red Hat Enterprise Linux Server | 6.5 (Santiago) | Oracle Corporation | 1.8.0_74-b02 | Intel_Lin_HS17_1n | 5.1788 | 0.98175 | 7.2918 | 5.0266 | 5.2348 | 5.2348 |  | 3.7092 | 10.8713 | 19.4699 | 11.0764 | 306.8464 | 70139.6078 | 70285.4834 | 10.1504 | 1179.2529 | 52627.81 | 7.6003 | 1114.8636 | 35043.827 | 5.0609 | 1054.0595 | 17537.1429 | 2.5327 | 992.0347 | 101608.6688 | 101628.6038 | 1.7223 | 1036.657 | 76184.0102 | 1.2911 | 968.4835 | 50807.2715 | 0.86102 | 950.8744 | 25396.9106 | 0.4304 | 929.1587 | 227747.4172 | 227754.3238 | 14.2824 | 1187.457 | 170794.6822 | 10.7105 | 1117.524 | 113870.826 | 7.1408 | 1052.2256 | 56902.273 | 3.5683 | 987.4364 | 137837.8965 | 138338.9536 | 9.188 | 1056.0992 | 103416.7527 | 6.8686 | 1027.3331 | 68961.0159 | 4.5801 | 994.881 | 34466.7977 | 2.2892 | 960.2132 | 204075.0929 | 204560.2647 | 9.7936 | 1086.3355 | 153109.7887 | 7.3304 | 1057.6884 | 102027.8728 | 4.8847 | 1019.0562 | 51030.8103 | 2.4432 | 974.4488 | 12887.1415 | 12899.5708 | 13.2053 | 1058.9529 | 9669.9929 | 9.8992 | 1025.2876 | 6452.3247 | 6.6052 | 991.7207 | 3230.7719 | 3.3073 | 956.8901 | 2956016.6263 | 2949059.2333 | 8.328 | 1167.3116 | 2587730.2866 | 7.3077 | 1138.1822 | 2226373.2216 | 6.2872 | 1109.7183 | 1853163.8252 | 5.2333 | 1080.0921 | 1476435.0669 | 4.1694 | 1048.8581 | 1111463.606 | 3.1387 | 1018.7 | 738851.1475 | 2.0865 | 986.8929 | 369622.1507 | 1.0438 | 948.4967 | 4254.4536 | 4238.2005 | 12.522 | 820.3331 | 2132.3275 | 6.3001 | 813.7132 | 3051.3463 | 3043.2142 | 22.2799 | 810.9107 | 1527.6878 | 11.1845 | 810.6413 | 169.3587 | 14.7013 | 1363.3906 | 177.8381 | 15.4373 | 1356.7902 | 56201418.7872 | 379.4952 | 1209.419 | 55369147.0232 | 373.8754 | 1218.4446 | 796.4016 | [5 empty] | 8 | 0 | 0 | [14 empty] | 0 | 2016 |  | #REF! | #REF! | #REF! | #REF! |  | 4 | [5 empty] | vvr1
ITI | vvr1 | 579 | 2016 | ITI853 | Minimum Power | [16 empty] | Rack |  | Managed | 1 | E7-4809 v4 | 4 | 4 | 2100 | 8 | 2 | 65536 | 8 | 8GB 1Rx4 PC4-2133P-RCP-10 | 1 | SSD | SATA | 2 | 0 | 900 | Red Hat Enterprise Linux Server | 6.5 (Santiago) | Oracle Corporation | 1.8.0_74-b02 | Intel_Lin_HS17_1n | 7.6562 | 1.9048 | 10.0211 | 6.9851 | 7.2852 | 7.2852 |  | 5.0459 | 21.2545 | 231.1945 | 7.7225 | 46.1396 | 45175.3786 | 45185.9559 | 6.5256 | 516.8373 | 33880.9234 | 4.893 | 487.8373 | 22575.9247 | 3.2603 | 458.4659 | 11287.3129 | 1.6301 | 427.2524 | 85855.8461 | 86334.0061 | 1.4631 | 458.8175 | 64382.4281 | 1.0911 | 422.5778 | 42953.2077 | 0.72792 | 412.7651 | 21458.5531 | 0.36365 | 401.1333 | 138323.1692 | 136806.2321 | 8.5791 | 526.7873 | 103755.5847 | 6.5065 | 494.7183 | 69171.4089 | 4.3377 | 463.8659 | 34560.0094 | 2.1672 | 430.4286 | 83016.8526 | 83042.9927 | 5.5154 | 458.7627 | 62287.6061 | 4.1369 | 446.0492 | 41519.0306 | 2.7575 | 430.5119 | 20780.1654 | 1.3801 | 414.0548 | 123165.0373 | 123535.1775 | 5.9144 | 472.4278 | 92332.1129 | 4.4205 | 459.5222 | 61586.9728 | 2.9486 | 441.8532 | 30780.5648 | 1.4737 | 420.4508 | 7700.204 | 7728.1201 | 7.9113 | 460.2913 | 5773.1479 | 5.91 | 444.8635 | 3849.4813 | 3.9407 | 428.6849 | 1925.3885 | 1.971 | 412.2762 | 1733962.3615 | 1739581.8467 | 4.9125 | 512.6951 | 1516295.4093 | 4.282 | 495.8423 | 1299412.9441 | 3.6695 | 480.4382 | 1087900.1795 | 3.0722 | 466.5012 | 867418.1292 | 2.4496 | 451.7992 | 646866.9642 | 1.8267 | 436.965 | 435510.1383 | 1.2299 | 421.9033 | 217372.5984 | 0.61385 | 401.672 | 2717.5186 | 2708.2744 | 8.0018 | 267.5675 | 1358.4847 | 4.0137 | 265.7032 | 16788.5801 | 16814.9865 | 123.1055 | 384.2563 | 8408.7175 | 61.5617 | 368.9881 | 45.0233 | 3.9083 | 506.2209 | 45.0946 | 3.9145 | 506.7565 | 3838616.8299 | 25.9199 | 515.2825 | 3538970.713 | 23.8966 | 517.9198 | 263.3735 | [5 empty] | 2 | 0 | 0 | [14 empty] | 0 | 2016 |  | #REF! | #REF! | #REF! | #REF! |  | 4 | [5 empty] | vvr1
ITI | vvr1 | 580 | 2016 | ITI854 | Typical | [16 empty] | Rack |  | Managed | 1 | E7-4820 v4 | 4 | 4 | 2000 | 10 | 2 | 524288 | 64 | 8GB 1Rx4 PC4-2133P-RCP-10 | 2 | SSD | SATA | 2 | 0 | 900 | Red Hat Enterprise Linux Server | 6.5 (Santiago) | Oracle Corporation | 1.8.0_74-b02 | Intel_Lin_HS17_1n | 7.4115 | 1.4864 | 9.7455 | 6.676 | 6.9843 | 6.9843 |  | 5.207 | 26.9966 | 308.163 | 16.2868 | 129.243 | 54363.2084 | 54354.7436 | 7.8497 | 641.9893 | 40801.2601 | 5.8924 | 605.7008 | 27206.2436 | 3.929 | 569.6198 | 13609.5843 | 1.9655 | 534.4289 | 82995.3532 | 83178.3674 | 1.4096 | 562.8331 | 62256.1744 | 1.055 | 522.4826 | 41519.1355 | 0.70362 | 512.0008 | 20729.6229 | 0.3513 | 500.1545 | 165005.0513 | 163623.9607 | 10.2608 | 642.4595 | 123787.3274 | 7.7627 | 603.986 | 82535.7972 | 5.1758 | 571.3612 | 41263.2117 | 2.5876 | 533.4124 | 98796.3747 | 98827.411 | 6.5638 | 568.9603 | 74096.3782 | 4.9212 | 553.2397 | 49393.9436 | 3.2806 | 536.3818 | 24687.3129 | 1.6396 | 518.0736 | 146682.8609 | 146941.7666 | 7.0351 | 584.7562 | 110068.162 | 5.2697 | 569.6157 | 73328.7751 | 3.5107 | 548.6116 | 36676.9515 | 1.756 | 525.5967 | 9149.7296 | 9178.8506 | 9.3964 | 570.681 | 6852.5046 | 7.0149 | 551.7818 | 4564.612 | 4.6728 | 534.1736 | 2288.1507 | 2.3424 | 515.3116 | 2259285.915 | 2264912.8768 | 6.396 | 648.2564 | 1975765.1383 | 5.5795 | 626.8008 | 1692271.2212 | 4.7789 | 606.3017 | 1413685.1727 | 3.9922 | 587.2726 | 1128322.3098 | 3.1863 | 567.695 | 847868.7306 | 2.3943 | 550.1183 | 564185.7663 | 1.5932 | 531.6452 | 282449.6386 | 0.79763 | 508.5224 | 4759.6386 | 4810.7015 | 14.2135 | 372.5273 | 2388.7414 | 7.0577 | 369.4752 | 28902.3052 | 29192.9326 | 213.7267 | 489.8182 | 14449.6709 | 105.7886 | 486.0736 | 145.9933 | 12.673 | 782.2483 | 147.2602 | 12.783 | 780.7214 | 12947504.2608 | 87.4269 | 641.9388 | 12325475.9251 | 83.2267 | 643.9554 | 364.3603 | [5 empty] | 4 | 0 | 0 | [14 empty] | 0 | 2016 |  | #REF! | #REF! | #REF! | #REF! |  | 4 | [5 empty] | vvr1
ITI | wrh | 991 | 2016 | ITI936 | High-End | [16 empty] | Tower |  | Managed | 1 | E5-2620 V4 | 2 | 2 | 2100 | 8 | 16 | 1048576 | 16 | 64GB 4Rx4 DDR4-2400 ECC | 24 | 15000 RPM | SAS | 2 | PSU Redundancy | 800 | Microsoft Windows Server 2012 R2 Standard | 6.3.9200 | Oracle Corporation | 1.7.0_25-b17 | Intel_Win_HS17_1n | 4.7641 | 5.3433 | 6.8491 | 5.0202 | 4.8706 | 4.8706 |  | 4.1675 | 99.5589 | 175.7199 | 11.1659 | 19.7739 | 25411.9992 | 25432.7263 | 3.6729 | 478.6401 | 19087.3815 | 2.7565 | 440.7544 | 12700.3518 | 1.8341 | 408.8467 | 6344.0349 | 0.91619 | 382.9271 | 231445.2498 | 231620.529 | 3.9252 | 458.9087 | 173630.4937 | 2.9425 | 427.3352 | 115696.3808 | 1.9607 | 389.1834 | 57882.9461 | 0.98093 | 357.0481 | 75524.5121 | 75826.4504 | 4.755 | 434.2973 | 56641.3589 | 3.552 | 394.6855 | 37747.2997 | 2.3671 | 366.9672 | 18905.1092 | 1.1855 | 342.4256 | 49638.0212 | 49658.7035 | 3.2982 | 396.4466 | 37213.801 | 2.4716 | 372.4102 | 24843.7507 | 1.65 | 350.5469 | 12391.989 | 0.82303 | 336.7717 | 67874.7018 | 67907.3893 | 3.2512 | 405.8331 | 50902.9975 | 2.4371 | 379.604 | 33938.8862 | 1.6249 | 355.4817 | 16964.4669 | 0.8122 | 339.2708 | 4120.4851 | 4245.317 | 4.3459 | 398.7638 | 3083.3533 | 3.1564 | 372.054 | 2055.8534 | 2.1046 | 351.6038 | 1029.6034 | 1.054 | 336.6726 | 1214558.2097 | 1219865.5888 | 3.4449 | 450.5146 | 1058495.76 | 2.9892 | 432.4564 | 908093.8973 | 2.5644 | 410.0443 | 759892.0881 | 2.1459 | 393.4877 | 607440.2088 | 1.7154 | 377.4437 | 459315.963 | 1.2971 | 362.8682 | 302939.9613 | 0.85549 | 349.0476 | 151020.8254 | 0.42648 | 336.3837 | 17491.228 | 17523.2951 | 51.7736 | 377.2601 | 8751.916 | 25.8581 | 358.0164 | 11940.3745 | 11915.304 | 87.2341 | 355.1371 | 5960.2628 | 43.6362 | 347.1322 | 61.6077 | 5.3479 | 483.5481 | 63.1974 | 5.4859 | 486.632 | 7982638.3697 | 53.9021 | 441.0524 | 305845.5949 | 2.0652 | 104.4406 | 316.1067 | [5 empty] | 2 | 0 | 0 | [14 empty] | 0 | 2016 |  | #REF! | #REF! | #REF! | #REF! |  | 2 | [5 empty] | wrh
ITI | wrh | 992 | 2016 | ITI937 | Minimum Power | [16 empty] | Tower |  | Managed | 1 | E5-2620 V4 | 2 | 2 | 2100 | 8 | 16 | 16384 | 4 | 4GB 2Rx4 DDR4-2400 ECC | 1 | 7200 RPM | SATA | 2 | PSU Redundancy | 800 | Microsoft Windows Server 2012 R2 Standard | 6.3.9200 | Oracle Corporation | 1.7.0_25-b17 | Intel_Win_HS17_1n | 13.2856 | 12.7305 | 17.354 | 13.5232 | 12.9651 | 12.9651 |  | 11.1523 | 9.8572 | 15.3624 | 16.9148 | 121.4791 | 24438.142 | 24467.4243 | 3.5335 | 186.2093 | 18303.0808 | 2.6433 | 156.9186 | 12217.9215 | 1.7645 | 134.7707 | 6103.7321 | 0.88148 | 118.4091 | 197090.6389 | 197143.523 | 3.341 | 184.4745 | 147847.2185 | 2.5055 | 154.7659 | 98573.2608 | 1.6705 | 134.5955 | 49271.7707 | 0.835 | 115.6858 | 75606.9729 | 75661.2004 | 4.7447 | 199.7414 | 56716.045 | 3.5566 | 164.5964 | 37809.5523 | 2.371 | 137.1309 | 18915.3519 | 1.1862 | 116.0674 | 49626.8202 | 49659.9374 | 3.2982 | 167.2713 | 37214.0834 | 2.4716 | 143.655 | 24819.5245 | 1.6484 | 123.6204 | 12384.8361 | 0.82256 | 111.2631 | 67769.3723 | 67799.4661 | 3.246 | 173.744 | 50818.9305 | 2.433 | 148.541 | 33889.7339 | 1.6225 | 126.4388 | 16941.8622 | 0.81112 | 112.7283 | 4140.9521 | 4260.0593 | 4.361 | 169.2949 | 3112.1455 | 3.1859 | 143.0169 | 2066.5508 | 2.1155 | 123.7847 | 1035.267 | 1.0598 | 110.9203 | 1171315.005 | 1176573.1254 | 3.3226 | 184.9414 | 1028785.9587 | 2.9053 | 173.5788 | 875650.9978 | 2.4728 | 154.8116 | 731545.5121 | 2.0659 | 142.7588 | 585096.0811 | 1.6523 | 132.6023 | 439929.3621 | 1.2423 | 123.51 | 291730.6386 | 0.82384 | 115.2077 | 146038.9478 | 0.41241 | 107.362 | 455.6196 | 452.7468 | 1.3377 | 97.5268 | 226.6955 | 0.66979 | 94.5484 | 274.7391 | 276.6895 | 2.0257 | 93.7136 | 138.1601 | 1.0115 | 92.6436 | 34.8769 | 3.0275 | 180.7467 | 35.0739 | 3.0446 | 178.2428 | 7941306.687 | 53.623 | 441.4172 | 986205.1009 | 6.6593 | 188.5368 | 91.1272 | [5 empty] | 4 | 0 | 0 | [14 empty] | 0 | 2016 |  | #REF! | #REF! | #REF! | #REF! |  | 2 | [5 empty] | wrh
ITI | wrh | 993 | 2016 | ITI938 | Typical | [16 empty] | Tower |  | Managed | 1 | E5-2620 V4 | 2 | 2 | 2100 | 8 | 16 | 524288 | 8 | 64GB 4Rx4 DDR4-2400 ECC | 3 | 15000 RPM | SAS | 2 | PSU Redundancy | 800 | Microsoft Windows Server 2012 R2 Standard | 6.3.9200 | Oracle Corporation | 1.7.0_25-b17 | Intel_Win_HS17_1n | 10.0502 | 10.3163 | 13.6662 | 10.4043 | 9.9785 | 9.9785 |  | 8.3982 | 34.316 | 57.0574 | 20.1616 | 18.6179 | 25435.9035 | 25458.5125 | 3.6766 | 247.9371 | 19089.1069 | 2.7568 | 216.146 | 12708.8742 | 1.8354 | 187.9341 | 6351.8059 | 0.91731 | 166.0733 | 230037.1452 | 230107.0391 | 3.8996 | 256.8374 | 172507.793 | 2.9235 | 228.481 | 114996.8036 | 1.9488 | 194.606 | 57514.8462 | 0.97469 | 167.4169 | 75841.3544 | 76226.2402 | 4.7801 | 242.533 | 56895.0687 | 3.5679 | 206.8688 | 37912.6682 | 2.3775 | 176.5631 | 18965.9807 | 1.1893 | 156.0712 | 49597.6572 | 49599.3556 | 3.2942 | 206.3553 | 37210.7562 | 2.4714 | 184.7445 | 24813.3265 | 1.648 | 163.8327 | 12399.9312 | 0.82356 | 150.9741 | 68023.0675 | 68033.9837 | 3.2572 | 215.5306 | 51046.8523 | 2.4439 | 191.8511 | 34020.294 | 1.6288 | 168.2393 | 17013.4432 | 0.81454 | 153.1302 | 4258.8726 | 4258.864 | 4.3598 | 208.8374 | 3199.3112 | 3.2751 | 185.9355 | 2129.9666 | 2.1804 | 165.5812 | 1068.0115 | 1.0933 | 151.1167 | 1221340.6637 | 1223896.0404 | 3.4562 | 249.3806 | 1067595.21 | 3.0148 | 234.7088 | 915893.7578 | 2.5864 | 215.2545 | 765402.1056 | 2.1615 | 199.8631 | 612148.5159 | 1.7287 | 185.7372 | 456179.6897 | 1.2882 | 172.9914 | 304896.6726 | 0.86102 | 161.4126 | 153994.6714 | 0.43488 | 150.3077 | 2304.2108 | 2298.188 | 6.7901 | 142.468 | 1147.9885 | 3.3918 | 137.2768 | 1523.0868 | 1518.057 | 11.114 | 139.4399 | 761.9039 | 5.578 | 136.5648 | 65.0081 | 5.6431 | 279.6319 | 64.985 | 5.6411 | 280.0512 | 5629567.6069 | 38.0132 | 244.5512 | 523931.8323 | 3.5378 | 190.0218 | 131.0161 | [5 empty] | 4 | 0 | 2 | [14 empty] | 0 | 2016 |  | #REF! | #REF! | #REF! | #REF! |  | 2 | [5 empty] | wrh
ITI | WTb | 628 | 2016 | ITI872 | High-End | [16 empty] | Rack |  | Managed | 1 | E5-2699 v4 | 2 | 2 | 2200 | 22 | 2 | 256000 | 16 | Samsung m393a2g40eb1 crc0q DDR4 2400 MHZ | 2 | Fixed hard disk media | SATA | 2 | 1 |  | Microsoft Corporation Microsoft Windows Server 2012 R2 Standard |  | Oracle Corporation | 1.8.0_131-b11 | Intel_Win_HS18_4 | 15.1626 | 14.3292 | 24.6171 | 19.0776 | 19.1947 | 27.4178 |  | 7.2771 | 17.7487 | 13.5338 | 11.701 | 156.977 | 62437.1767 | 62407.9061 | 9.0128 | 524.4611 | 46812.4893 | 6.7605 | 381.6556 | 31269.356 | 4.5158 | 267.0833 | 15617.9145 | 2.2555 | 219.6278 | 459090.6975 | 459056.3341 | 7.7795 | 517.8083 | 344319.7719 | 5.8351 | 323.5722 | 229630.9656 | 3.8915 | 261.4194 | 114793.3428 | 1.9454 | 186.1056 | 210057.2926 | 207242.2798 | 12.9961 | 485.8971 | 157524.3926 | 9.8783 | 342.8371 | 105028.7163 | 6.5863 | 240.025 | 52499.0218 | 3.2922 | 189.5778 | 154226.4778 | 154111.8545 | 10.2355 | 461.5694 | 115686.1329 | 7.6835 | 404.3028 | 77125.3143 | 5.1224 | 232.1429 | 38514.7534 | 2.558 | 179.575 | 225098.82 | 225173.4211 | 10.7805 | 477.0667 | 168871.459 | 8.085 | 434.8278 | 112524.5777 | 5.3873 | 241.9861 | 56237.8958 | 2.6925 | 185.5361 | 14182.8384 | 14184.3069 | 14.5205 | 464.3611 | 10634.1521 | 10.8862 | 373.6194 | 7107.6514 | 7.2761 | 238.0667 | 3544.3586 | 3.6284 | 178.7917 | 2977865.0673 | 2978489.2812 | 8.4111 | 532.636 | 2596144.6136 | 7.3314 | 436.9698 | 2240320.3971 | 6.3266 | 368.5968 | 1857112.209 | 5.2444 | 299.954 | 1481443.2243 | 4.1835 | 259.9536 | 1120781.2818 | 3.165 | 230.769 | 745993.46 | 2.1067 | 200.0754 | 372252.391 | 1.0512 | 172.5904 | 410.4992 | 412.4525 | 1.2186 | 125.307 | 205.8995 | 0.60834 | 111.7168 | 382.8616 | 382.2262 | 2.7983 | 114.503 | 192.0015 | 1.4057 | 109.0524 | 65.9209 | 5.7223 | 488.4092 | 66.0254 | 5.7314 | 490.4652 | 2130812.0848 | 14.3881 | 515.2361 | 12159531.9561 | 82.1062 | 523.0444 | 102.1595 | [5 empty] | 1 |  | 1 | [14 empty] | 0 | 2016 |  | #REF! | #REF! | #REF! | #REF! |  | 2 | [5 empty] | WTb
ITI | WTb | 629 | 2016 | ITI873 | Typical | [16 empty] | Rack |  | Managed | 1 | E5-2650 v4 | 2 | 2 | 1700 | 14 | 2 | 64000 | 8 | Micron ct8g4rfs4213 DDR4 2133MHz | 2 | Fixed hard disk media | SATA | 2 | 1 |  | Microsoft Corporation Microsoft Windows Server 2012 R2 Standard |  | Oracle Corporation | 1.8.0_131-b11 | Intel_Win_HS18_4 | 14.128 | 16.3214 | 18.8061 | 14.3231 | 14.9518 | 20.4862 |  | 11.9764 | 8.1496 | 19.845 | 19.178 | 83.668 | 35135.1387 | 35096.3222 | 5.0685 | 251.8032 | 26361.6978 | 3.8071 | 218.2355 | 17585.2258 | 2.5396 | 183.2548 | 8785.9283 | 1.2688 | 154.9794 | 347030.0026 | 346447.3951 | 5.8712 | 258.4968 | 260155.9033 | 4.4088 | 220.9839 | 173573.3181 | 2.9415 | 188.8516 | 86765.8464 | 1.4704 | 146.2465 | 97052.0154 | 98435.365 | 6.1728 | 234.1581 | 72740.4382 | 4.5615 | 193.7032 | 48532.9549 | 3.0435 | 165.2806 | 24256.8328 | 1.5211 | 139.0194 | 70170.5129 | 70178.8818 | 4.661 | 225.9032 | 52599.5428 | 3.4935 | 205.2613 | 35109.421 | 2.3318 | 158.3258 | 17547.434 | 1.1654 | 143.2194 | 104564.2281 | 104579.2932 | 5.0069 | 233.5194 | 78448.5519 | 3.7558 | 214.9097 | 52307.2418 | 2.5043 | 163.1258 | 26175.1442 | 1.2532 | 144.2442 | 6505.9283 | 6499.7055 | 6.6537 | 227.5774 | 4870.3478 | 4.9858 | 203.171 | 3252.4797 | 3.3296 | 160.4516 | 1633.9052 | 1.6726 | 141.3858 | 1708710.7977 | 1708326.6785 | 4.8243 | 253.5479 | 1496060.4353 | 4.2248 | 246.1008 | 1283710.9731 | 3.6252 | 218.2893 | 1070412.2654 | 3.0228 | 198.1364 | 855522.9217 | 2.416 | 179.7215 | 639433.6265 | 1.8057 | 163.5624 | 428583.5182 | 1.2103 | 151.0054 | 214854.9806 | 0.60674 | 141.1126 | 404.7518 | 397.9547 | 1.1758 | 108.5434 | 203.4517 | 0.60111 | 98.0398 | 375.5424 | 376.4228 | 2.7559 | 99.6107 | 187.2 | 1.3705 | 96.2797 | 58.2972 | 5.0605 | 264.129 | 58.6024 | 5.087 | 265.0034 | 1130520 | 7.6337 | 247.5452 | 3084655 | 20.8289 | 248.9452 | 90.931 | [5 empty] | 2 | 2 | [15 empty] | 0 | 2016 |  | #REF! | #REF! | #REF! | #REF! |  | 2 | [5 empty] | WTb
ITI | WTb | 630 | 2016 | ITI874 | Low Typical | [16 empty] | Rack |  | Managed | 1 | E5-2650L v4 | 2 | 2 | 1700 | 14 | 2 | 64000 | 8 | Micron ct8g4rfs4213 DDR4 2133MHz | 2 | Fixed hard disk media | SATA | 2 | 1 |  | Microsoft Corporation Microsoft Windows Server 2012 R2 Standard |  | Oracle Corporation | 1.8.0_131-b11 | Intel_Win_HS18_4 | 13.9789 | 16.1113 | 18.6541 | 14.2388 | 20.2839 | 11.976 |  | 8.3071 | 20.4956 | 11.976 | 19.058 | 84.197 | 35090.4293 | 35059.6906 | 5.0632 | 254.5457 | 26324.5858 | 3.8017 | 218.9639 | 17534.5065 | 2.5323 | 184.9931 | 8764.6974 | 1.2658 | 156.7047 | 347084.2507 | 346727.4345 | 5.8759 | 261.25 | 260402.4433 | 4.413 | 221.4139 | 173754.4269 | 2.9446 | 190.7775 | 86819.1266 | 1.4713 | 151.0853 | 97493.2057 | 98285.062 | 6.1634 | 236.9583 | 73060.9746 | 4.5816 | 194.9444 | 48797.3258 | 3.0601 | 167.3533 | 24377.9261 | 1.5287 | 141.1186 | 69926.2318 | 69980.6127 | 4.6479 | 226.6833 | 52452.7079 | 3.4837 | 204.3972 | 34921.9042 | 2.3194 | 159.7092 | 17531.5 | 1.1644 | 143.7636 | 69926.2318 | 97080.1354 | 4.6479 | 226.6833 | 72764.6617 | 3.4837 | 204.3972 | 48445.1777 | 2.3194 | 159.7092 | 24320.4657 | 1.1644 | 143.7636 | 6509.6221 | 6507.9559 | 6.6622 | 228.3889 | 4885.1177 | 5.0009 | 204.5833 | 3263.4219 | 3.3408 | 162.1242 | 1636.7909 | 1.6756 | 145.4364 | 1716205.7326 | 1713472.5463 | 4.8388 | 254.3627 | 1498628.5109 | 4.2321 | 246.2984 | 1286592.7432 | 3.6333 | 218.3921 | 1076583.1088 | 3.0402 | 198.8238 | 856551.7299 | 2.4189 | 179.556 | 640444.0954 | 1.8086 | 163.7183 | 429254.5207 | 1.2122 | 151.0889 | 214106.5851 | 0.60463 | 141.8648 | 403.961 | 417.9485 | 1.2349 | 109.0733 | 202.4379 | 0.59811 | 98.1258 | 388.7853 | 387.1464 | 2.8344 | 99.9236 | 193.6532 | 1.4178 | 95.7352 | 58.235 | 5.0551 | 265.8818 | 58.4705 | 5.0756 | 265.6833 | 856843.5411 | 5.7858 | 240.725 | 2366723.0212 | 15.9811 | 246.1278 | 90.2347 | [5 empty] | 2 | 2 | [15 empty] | 0 | 2016 |  | #REF! | #REF! | #REF! | #REF! |  | 2 | [5 empty] | WTb
ITI | WTb | 631 | 2016 | ITI875 | Low-End | [16 empty] | Rack |  | Managed | 1 | E5-2620 v4 | 2 | 2 | 2100 | 8 | 2 | 64000 | 8 | Micron ct8g4rfs4213 DDR4 2133MHz | 2 | Fixed hard disk media | SATA | 2 | 1 |  | Microsoft Corporation Microsoft Windows Server 2012 R2 Standard |  | Oracle Corporation | 1.8.0_131-b11 | Intel_Win_HS18_1 | 11.198 | 13.548 | 15.619 | 10.956 | 11.657 | 15.865 |  | 7.723 | 18.235 | 9.576 | 19.031 | 68.609 | 24046.6813 | 24052.234 | 3.474 | 217.8167 | 18046.2467 | 2.6062 | 184.7581 | 12019.8543 | 1.7359 | 156.4756 | 6019.6744 | 0.86934 | 137.9711 | 258503.8811 | 258408.568 | 4.379 | 223.7389 | 193987.7036 | 3.2875 | 196.0308 | 129145.2554 | 2.1886 | 165.5611 | 64565.2881 | 1.0942 | 140.9425 | 76188.7726 | 74810.3366 | 4.691 | 221.4194 | 57071.7664 | 3.5789 | 180.3617 | 38065.6545 | 2.3871 | 151.0239 | 19062.1605 | 1.1954 | 133.4728 | 45620.9367 | 45636.2267 | 3.031 | 189.0829 | 34283.4871 | 2.277 | 161.3503 | 22819.4823 | 1.5156 | 140.36 | 11384.1857 | 0.7561 | 128.2026 | 69022.0928 | 69047.3365 | 3.3057 | 193.7611 | 51728.9308 | 2.4766 | 166.2117 | 34433.094 | 1.6485 | 143.5861 | 17229.3423 | 0.82488 | 130.3739 | 4277.1697 | 4280.9882 | 4.382 | 189.7306 | 3203.5942 | 3.2795 | 160.4064 | 2120.0093 | 2.1703 | 139.8336 | 1072.0058 | 1.0974 | 126.9728 | 1191936.3869 | 1190653.5676 | 3.362 | 219.5373 | 1041370.0058 | 2.9408 | 206.8856 | 891772.3593 | 2.5183 | 186.429 | 742087.9003 | 2.0956 | 169.8182 | 599658.1146 | 1.6934 | 156.7297 | 448841.1093 | 1.2675 | 145.9933 | 298444.8385 | 0.8428 | 136.1307 | 151322.7007 | 0.42733 | 127.4211 | 406.8275 | 411.0988 | 1.215 | 113.2198 | 205.0306 | 0.60577 | 108.9458 | 384.3338 | 378.7888 | 2.773 | 108.9539 | 191.616 | 1.4029 | 107.3806 | 51.149 | 4.44 | 233.4732 | 51.2152 | 4.4458 | 233.4333 | 827166.8 | 5.5854 | 220.9056 | 2267281 | 15.3096 | 223.1444 | 104 | [5 empty] | 2 | 2 | [15 empty] | 0 | 2016 |  | #REF! | #REF! | #REF! | #REF! |  | 2 | [5 empty] | WTb
ITI | WTb | 632 | 2016 | ITI876 | Minimum Power | [16 empty] | Rack |  | Managed | 1 | E5-2603 v4 | 2 | 2 | 1700 | 6 | 2 | 32000 | 4 | Micron ct8g4rfs4213 DDR4 2133MHz | 2 | Fixed hard disk media | SATA | 2 | 1 |  | Microsoft Corporation Microsoft Windows Server 2012 R2 Standard |  | Oracle Corporation | 1.8.0_131-b11 | Intel_Win_HS18_4 | 6.677 | 6.5799 | 9.333 | 4.9755 | 5.0635 | 8.3984 |  | 7.8298 | 18.568 | 5.7753 | 12.295 | 30.207 | 12539.9362 | 12542.0398 | 1.8113 | 180.6129 | 9370.8737 | 1.3533 | 156.7932 | 6274.036 | 0.90608 | 140.3513 | 3139.9918 | 0.45347 | 127.4884 | 104862.6593 | 104874.7506 | 1.7773 | 179.8484 | 78653.3005 | 1.3329 | 157.2845 | 52428.5174 | 0.8885 | 141.6319 | 26225.3142 | 0.44444 | 124.5626 | 38944.1457 | 39450.5766 | 2.4739 | 179.0742 | 29198.7893 | 1.831 | 152.9839 | 19511.7986 | 1.2236 | 133.91 | 9747.7629 | 0.61128 | 121.7229 | 18338.5524 | 18363.0591 | 1.2196 | 160.3581 | 13728.2755 | 0.91178 | 138.5297 | 9178.8883 | 0.60963 | 127.2645 | 4581.9029 | 0.30431 | 119.0758 | 26299.6115 | 26312.4308 | 1.2597 | 163.9097 | 19700.9599 | 0.94321 | 141.8371 | 13151.8108 | 0.62966 | 129.169 | 6594.0722 | 0.3157 | 119.6558 | 2036.957 | 2038.9648 | 2.0873 | 161.4742 | 1528.7722 | 1.565 | 142.4913 | 1017.6505 | 1.0418 | 128.039 | 509.1283 | 0.52119 | 121.02 | 626741.793 | 626953.8114 | 1.7705 | 176.8678 | 548049.1785 | 1.5477 | 171.8132 | 469690.6422 | 1.3264 | 156.594 | 394651.8566 | 1.1145 | 146.0407 | 315535.7288 | 0.89106 | 137.6564 | 235239.7512 | 0.66431 | 130.9639 | 156611.5169 | 0.44227 | 125.6253 | 77333.5758 | 0.21839 | 118.8859 | 403.2171 | 411.0503 | 1.2145 | 110.9174 | 202.6183 | 0.59865 | 106.9207 | 383.5248 | 379.3693 | 2.7774 | 106.7926 | 190.6747 | 1.396 | 105.3038 | 26.5244 | 2.3025 | 186.65 | 26.5094 | 2.3012 | 187.7769 | 402567.7 | 2.7183 | 175.6161 | 792149.6 | 5.3489 | 177.0774 | 102.422 | [5 empty] | 2 | 2 | [15 empty] | 0 | 2016 |  | #REF! | #REF! | #REF! | #REF! |  | 2 | [5 empty] | WTb
ITI | frx | 142 | 2017 | ITI750 | High-End | [16 empty] | Rack |  | Managed | 1 | Platinum 8180 | 2 | 2 | 2500 | 28 | 2 | 391875 | 24 | Hynix HMA82G127AFR8N-VK TF AB | 26 | Fixed hard disk media | SAS | 2 | 1 | 2000 | Microsoft Windows Server 2012 R2 Standard | 6.3.9600 | Oracle Corporation | 1.8.0_111-b14 | Intel_Win_HS17_1n | 11.6708 | 14.1995 | 15.7779 | 10.0381 | 8.9111 | 8.9111 |  | 7.936 | 108.8946 | 478.8864 | 12.6898 | 166.5377 | 95166.6607 | 95525.0365 | 13.7954 | 777.1548 | 71450.4403 | 10.3186 | 740.004 | 47589.7646 | 6.8728 | 618.8048 | 23789.4997 | 3.4356 | 509.0976 | 946409.3891 | 945102.881 | 16.0165 | 785.2365 | 710284.2736 | 12.0371 | 721.5508 | 473607.8733 | 8.0261 | 600.1198 | 236595.6502 | 4.0095 | 448.8373 | 334166.3135 | 326147.5357 | 20.4526 | 845.2508 | 251354.0487 | 15.7623 | 831.3175 | 167148.316 | 10.4818 | 722.5675 | 83531.4634 | 5.2382 | 562.546 | 180708.6271 | 181989.9717 | 12.0871 | 822.0294 | 135536.513 | 9.0018 | 716.8032 | 90356.25 | 6.0011 | 634.9532 | 45159.1652 | 2.9993 | 515.5484 | 244017.2685 | 243998.3005 | 11.6818 | 868.8563 | 182983.1938 | 8.7606 | 816.3516 | 122128.7575 | 5.8471 | 691.1762 | 61055.2682 | 2.9231 | 565.8317 | 18303.6609 | 18474.9255 | 18.9128 | 868.3333 | 13745.3399 | 14.0711 | 819.7246 | 9160.3325 | 9.3774 | 691.9302 | 4571.9776 | 4.6803 | 608.504 | 4515135.3114 | 4563849.5144 | 12.8881 | 877.9439 | 3953216.1509 | 11.1637 | 872.4033 | 3387956.9803 | 9.5675 | 858.3638 | 2832073.6456 | 7.9977 | 806.2207 | 2259454.998 | 6.3806 | 755.0898 | 1694314.7555 | 4.7847 | 702.4305 | 1126016.2526 | 3.1798 | 656.8537 | 564344.8321 | 1.5937 | 586.2626 | 26491.3349 | 26202.0459 | 77.4155 | 517.2271 | 13252.8178 | 39.1562 | 494.236 | 45677.9634 | 45257.539 | 331.3386 | 503.9894 | 22842.4257 | 167.2335 | 479.4121 | 121.7738 | 10.5706 | 825.4806 | 119.1663 | 10.3443 | 822.5923 | 21208735.987 | 143.2102 | 877.0643 | 21558873.6301 | 145.5744 | 874.123 | 406.6109 | [5 empty] | 10 | 10 | 0 | [14 empty] | 0 | 2017 |  | #REF! | #REF! | #REF! | #REF! |  | 2 | [5 empty] | frx
ITI | frx | 143 | 2017 | ITI751 | Low-End | [16 empty] | Rack |  | Managed | 1 | Gold 6126 | 2 | 2 | 2600 | 12 | 2 | 65091 | 8 | Hynix HMA81GR7MFR8N-VK | 2 | Fixed hard disk media | SAS | 2 | 1 | 750 | Microsoft Windows Server 2012 R2 Standard | 6.3.9600 | Oracle Corporation | 1.8.0_111-b14 | Intel_Win_HS17_3n | 15.3646 | 11.5519 | 20.2127 | 12.5128 | 13.061 | 13.061 |  | 10.8516 | 6.3537 | 12.0215 | 12.7495 | 88.2763 | 55380.8334 | 55187.5835 | 7.97 | 408.5821 | 41518.7628 | 5.996 | 339.7173 | 27674.0149 | 3.9966 | 257.016 | 13838.8063 | 1.9986 | 191.9939 | 302253.6656 | 302717.5552 | 5.1301 | 380.1094 | 226633.2955 | 3.8407 | 296.8217 | 151153.6823 | 2.5616 | 198.5569 | 75553.0898 | 1.2804 | 161.9894 | 173752.2594 | 176802.0793 | 11.0872 | 394.2568 | 130300.1225 | 8.1711 | 351.9587 | 86906.5715 | 5.4499 | 305.2305 | 43437.1652 | 2.7239 | 190.2327 | 91362.8528 | 90651.9186 | 6.0208 | 365.3422 | 68541.7435 | 4.5523 | 296.4597 | 45665.6954 | 3.0329 | 269.0396 | 22822.7806 | 1.5158 | 176.3951 | 139009.4911 | 139294.8678 | 6.669 | 392.5133 | 104270.5872 | 4.9921 | 314.1672 | 69506.7551 | 3.3277 | 282.3613 | 34732.1587 | 1.6629 | 181.8108 | 9757.7005 | 9759.267 | 9.9905 | 390.743 | 7319.3756 | 7.4928 | 318.6253 | 4879.8417 | 4.9955 | 258.659 | 2444.0176 | 2.5019 | 178.249 | 2092168.8906 | 2093323.3102 | 5.9115 | 406.35 | 1832301.8031 | 5.1744 | 343.9601 | 1565921.5214 | 4.4221 | 316.9325 | 1304252.7799 | 3.6832 | 283.2735 | 1046346.0976 | 2.9548 | 228.718 | 789499.9023 | 2.2295 | 201.3065 | 520871.4831 | 1.4709 | 184.9861 | 261641.0288 | 0.73886 | 173.5735 | 388.4517 | 379.3759 | 1.1209 | 129.9787 | 193.6731 | 0.57222 | 122.2371 | 282.2559 | 283.3748 | 2.0746 | 123.4336 | 141.1851 | 1.0336 | 120.2154 | 58.6281 | 5.0892 | 356.4938 | 45.2961 | 3.932 | 345.3227 | 5694819.2812 | 38.4538 | 409.5235 | 5333827.0675 | 36.0162 | 407.9941 | 115.6888 | [5 empty] | 8 | 0 | 0 | [14 empty] | 0 | 2017 |  | #REF! | #REF! | #REF! | #REF! |  | 2 | [5 empty] | frx
ITI | frx | 144 | 2017 | ITI752 | Minimum Power | [16 empty] | Rack |  | Managed | 1 | Silver 4109T | 2 | 2 | 2000 | 8 | 2 | 130755 | 2 | Hynix HMAA8GL7AMR4N-VK | 2 | Fixed hard disk media | SATA | 2 | 1 | 495 | Microsoft Windows Server 2012 R2 Standard | 6.3.9600 | Oracle Corporation | 1.8.0_111-b14 | Intel_Win_HS17_3n | 8.0173 | 7.1397 | 12.438 | 7.0092 | 7.538 | 7.538 |  | 5.6215 | 2.988 | 8.1947 | 7.3936 | 85.5881 | 23950.9659 | 24003.5625 | 3.4665 | 277.7212 | 17967.6356 | 2.5948 | 257.1129 | 11974.7703 | 1.7294 | 220.7526 | 5985.1048 | 0.86435 | 206.4542 | 173947.9339 | 174102.4497 | 2.9505 | 268.9332 | 130460.015 | 2.2109 | 248.5774 | 86989.2614 | 1.4742 | 212.6479 | 43497.0397 | 0.73714 | 191.8964 | 83949.7734 | 83376.215 | 5.2285 | 271.5817 | 62911.5034 | 3.9452 | 257.4992 | 41969.1514 | 2.6319 | 215.3524 | 20979.6484 | 1.3156 | 198.1579 | 41220.6672 | 41247.3611 | 2.7395 | 245.3506 | 30921.7412 | 2.0537 | 230.5195 | 20632.2019 | 1.3703 | 203.0096 | 10311.1995 | 0.68483 | 190.5164 | 64586.7379 | 64811.6094 | 3.103 | 260.0852 | 48386.5656 | 2.3166 | 243.9159 | 32316.0548 | 1.5472 | 213.6281 | 16136.2266 | 0.77255 | 196.3565 | 4574.1038 | 4592.1 | 4.7009 | 266.2436 | 3429.807 | 3.5111 | 249.2533 | 2286.0644 | 2.3402 | 218.024 | 1143.5261 | 1.1706 | 203.2242 | 1011006.9187 | 1011967.9166 | 2.8578 | 274.2251 | 880710.8847 | 2.4871 | 259.0898 | 760503.9985 | 2.1476 | 252.2506 | 634395.5085 | 1.7915 | 242.5346 | 503973.0813 | 1.4232 | 232.1199 | 378240.3832 | 1.0681 | 225.02 | 252272.0881 | 0.71241 | 219.1278 | 126020.7785 | 0.35588 | 212.427 | 235.4456 | 234.4811 | 0.69279 | 165.6721 | 116.3756 | 0.34384 | 161.0451 | 255.8152 | 255.8485 | 1.8731 | 162.1755 | 127.4857 | 0.93335 | 160.5293 | 21.8258 | 1.8946 | 256.3658 | 21.8373 | 1.8956 | 256.2657 | 3751159.1221 | 25.3294 | 288.6937 | 3659678.4291 | 24.7117 | 288.7279 | 158.1164 | [5 empty] | 8 | 0 | 0 | [14 empty] | 0 | 2017 |  | #REF! | #REF! | #REF! | #REF! |  | 2 | [5 empty] | frx
ITI | frx | 150 | 2017 | ITI753 | Typical | [16 empty] | Rack |  | Managed | 1 | Gold 6150 | 2 | 2 | 2700 | 18 | 2 | 195267 | 12 | Hynix HMA82G127AFR8N-VK TF AB | 12 | Fixed hard disk media | SAS | 2 | 1 | 1100 | Microsoft Windows Server 2012 R2 Standard | 6.3.9600 | Oracle Corporation | 1.8.0_111-b14 | Intel_Win_HS17_1n | 14.7696 | 19.5404 | 21.935 | 13.9122 | 12.9062 | 12.9062 |  | 9.3252 | 52.1427 | 71.0883 | 20.152 | 155.7785 | 77154.029 | 76651.8982 | 11.0698 | 549.0048 | 57867.8734 | 8.3571 | 486.5532 | 38577.3865 | 5.5712 | 381.3562 | 19289.0033 | 2.7857 | 296.186 | 934960.3688 | 940042.6699 | 15.9307 | 556.0016 | 701163.3872 | 11.8825 | 495.6111 | 467520.3191 | 7.923 | 410.0698 | 233751.7168 | 3.9613 | 360.6321 | 256588.6566 | 249310.9548 | 15.6342 | 515.3929 | 192456.5725 | 12.0689 | 507.7238 | 128269.2845 | 8.0437 | 370.7675 | 64168.8749 | 4.024 | 271.9188 | 142583.368 | 141028.691 | 9.3666 | 512.781 | 106999.171 | 7.1065 | 412.0992 | 71234.5805 | 4.7311 | 370.629 | 35650.7177 | 2.3678 | 254.1529 | 197625.7655 | 197125.3525 | 9.4377 | 545.2246 | 148197.0318 | 7.0952 | 463.1762 | 98832.5645 | 4.7318 | 389.423 | 49405.9651 | 2.3654 | 274.6737 | 14542.5986 | 14606.113 | 14.9523 | 563.2 | 10899.1654 | 11.1575 | 467.0778 | 7281.2073 | 7.4538 | 370.7934 | 3635.969 | 3.7221 | 277.7766 | 3015126.368 | 3032224.521 | 8.5629 | 547.7894 | 2636083.2986 | 7.4442 | 547.6451 | 2259779.2616 | 6.3815 | 509.7959 | 1885011.438 | 5.3232 | 463.1711 | 1505744.6752 | 4.2522 | 420.492 | 1127414.2796 | 3.1838 | 372.2411 | 751420.1966 | 2.122 | 333.8901 | 378361.2536 | 1.0685 | 313.9613 | 6104.4994 | 6159.6261 | 18.199 | 257.9184 | 3050.462 | 9.0128 | 233.9033 | 3262.079 | 3257.9065 | 23.8517 | 241.6538 | 1628.0117 | 11.919 | 232.7919 | 129.06 | 11.2031 | 553.9286 | 129.4526 | 11.2372 | 559.6364 | 12728195.6353 | 85.946 | 549.5841 | 12633307.4509 | 85.3053 | 547.6063 | 191.2621 | [5 empty] | 2 | 4 | 0 | [14 empty] | 0 | 2017 |  | #REF! | #REF! | #REF! | #REF! |  | 2 | [5 empty] | frx
ITI | GG3 | 165 | 2017 | ITI766 | High-End | [16 empty] | Tower |  | Managed | 1 | Gold 5120 | 2 | 2 | 2200 | 14 | 2 | 131072 | 16 | 8GB 1Rx8 PC4-2666 | 16 | Solid State Disk Media | SATA | 2 | 1 | 1100 | Microsoft Windows Server 2016 Datacenter | 10.0.14393 | Oracle Corporation | 1.7.0_07-b11 | Intel_Win_HS17_1n | 16.2526 | 2.5386 | 11.5537 | 12.1992 | 13.1221 | 13.1221 |  | 12.9663 | 462.4043 | 5785.584 | 27.0783 | 118.5375 | 58765.884 | 58821.0078 | 8.4947 | 355.4152 | 44064.7744 | 6.3637 | 319.165 | 29403.3983 | 4.2463 | 278.0669 | 14680.4529 | 2.1201 | 221.1239 | 74650.2795 | 74686.0436 | 1.2657 | 340.5545 | 55980.173 | 0.94869 | 304.0358 | 37314.9305 | 0.63237 | 266.6909 | 18667.7242 | 0.31636 | 209.456 | 91687.5824 | 91666.7183 | 5.7484 | 343.8922 | 68757.406 | 4.3118 | 311.3275 | 45877.5712 | 2.877 | 270.3632 | 22932.2584 | 1.4381 | 198.8093 | 82998.9873 | 82959.4323 | 5.5099 | 289.9083 | 62260.6202 | 4.1351 | 270.7198 | 41506.0382 | 2.7567 | 246.217 | 20753.6907 | 1.3784 | 202.2834 | 129249.9137 | 129147.6438 | 6.1831 | 310.8406 | 96941.9572 | 4.6412 | 287.7416 | 64584.3858 | 3.0921 | 256.4756 | 32301.6551 | 1.5465 | 201.7639 | 8943.819 | 8964.32 | 9.1768 | 306.8763 | 6708.7628 | 6.8678 | 280.1758 | 4484.8022 | 4.5911 | 249.9551 | 2230.8586 | 2.2837 | 214.4283 | 2676591.8943 | 2690340.0496 | 7.5974 | 357.2136 | 2343306.2938 | 6.6174 | 332.2991 | 2008255.7338 | 5.6712 | 310.2341 | 1671647.0458 | 4.7207 | 288.8876 | 1338579.9993 | 3.7801 | 268.2041 | 1006379.0859 | 2.842 | 247.4524 | 671390.9207 | 1.896 | 226.1925 | 334821.1378 | 0.94552 | 203.1536 | 45932.8969 | 46777.3066 | 138.2063 | 228.4604 | 22948.093 | 67.8015 | 191.8282 | 278161.7652 | 277064.6094 | 2028.4399 | 266.7731 | 139102.1213 | 1018.3917 | 231.3345 | 101.8035 | 8.8371 | 327.7725 | 102.6338 | 8.9092 | 327.5906 | 6622521.1153 | 44.718 | 359.8063 | 6313245.503 | 42.6296 | 359.6301 | 131.0016 | [5 empty] | 6 | 0 | 0 | [14 empty] | 0 | 2017 |  | #REF! | #REF! | #REF! | #REF! |  | 2 | [5 empty] | GG3
ITI | GG3 | 166 | 2017 | ITI767 | Low-End | [16 empty] | Tower |  | Managed | 1 | Bronze 3104 | 2 | 2 | 1700 | 6 | 1 | 65536 | 4 | 16GB 2Rx8 PC4-2666 | 2 | Fixed hard disk media | SAS | 2 | 1 | 495 | Microsoft Windows Server 2016 Datacenter | 10.0.14393 | Oracle Corporation | 1.7.0_07-b11 | Intel_Win_HS17_1n | 8.8712 | 1.4895 | 6.3997 | 5.081 | 5.3834 | 5.3834 |  | 7.502 | 115.4248 | 1375.0372 | 22.348 | 48.9163 | 14374.612 | 14431.0584 | 2.0841 | 143.2133 | 10777.6552 | 1.5565 | 136.4877 | 7178.1746 | 1.0366 | 129.2514 | 3595.9105 | 0.51931 | 111.6026 | 20207.8685 | 20203.7664 | 0.34239 | 139.2381 | 15150.1274 | 0.25675 | 133.6522 | 10116.0565 | 0.17144 | 127.5621 | 5046.5977 | 0.085524 | 110.3011 | 23554.7281 | 23545.5934 | 1.4765 | 141.2285 | 17687.162 | 1.1092 | 134.9568 | 11783.5057 | 0.73894 | 128.0844 | 5891.2905 | 0.36944 | 109.1762 | 16937.4763 | 16939.1737 | 1.125 | 129.7735 | 12699.0481 | 0.84342 | 126.5749 | 8459.8652 | 0.56187 | 126.1635 | 4238.2774 | 0.28149 | 108.6556 | 25183.931 | 25187.3076 | 1.2059 | 133.9285 | 18889.6342 | 0.90437 | 129.9294 | 12608.0598 | 0.60363 | 124.8294 | 6300.2637 | 0.30163 | 108.8402 | 1984.41 | 1986.932 | 2.034 | 132.279 | 1484.808 | 1.52 | 128.2724 | 986.256 | 1.0096 | 126.4062 | 496.5416 | 0.50831 | 116.1847 | 732408.0144 | 734108.9098 | 2.0731 | 146.2624 | 642748.312 | 1.8151 | 142.5053 | 551366.1836 | 1.557 | 138.3946 | 457364.3128 | 1.2916 | 134.0005 | 366859.2737 | 1.036 | 129.2264 | 274748.445 | 0.77588 | 123.3296 | 182762.4574 | 0.51611 | 119.891 | 91596.1687 | 0.25866 | 109.5937 | 5932.183 | 6042.8494 | 17.854 | 110.5171 | 2962.8656 | 8.754 | 106.1479 | 30485.0659 | 30477.4797 | 223.1311 | 120.373 | 15240.1888 | 111.5762 | 109.389 | 38.8886 | 3.3757 | 149.1776 | 38.0297 | 3.3012 | 149.575 | 1108192.3387 | 7.483 | 144.0931 | 1049271.2421 | 7.0851 | 144.8416 | 85.0808 | [5 empty] | 2 | 0 | 0 | [14 empty] | 0 | 2017 |  | #REF! | #REF! | #REF! | #REF! |  | 2 | [5 empty] | GG3
ITI | GG3 | 167 | 2017 | ITI768 | Minimum Power | [16 empty] | Tower |  | Managed | 1 | Silver 4109T | 2 | 2 | 2000 | 8 | 2 | 131072 | 4 | 32GB 2Rx4 PC4-2666 | 1 | Fixed hard disk media | SATA | 1 | 0 | 450 | Microsoft Windows Server 2016 Datacenter | 10.0.14393 | Oracle Corporation | 1.7.0_07-b11 | Intel_Win_HS17_1n | 16.183 | 2.6297 | 11.9431 | 12.6991 | 13.4536 | 13.4536 |  | 12.8574 | 79.0224 | 869.813 | 22.7709 | 114.0861 | 29477.1802 | 29445.582 | 4.2524 | 182.0151 | 22113.2786 | 3.1935 | 162.4421 | 14718.1049 | 2.1255 | 141.2464 | 7366.7976 | 1.0639 | 107.2146 | 37679.8155 | 37690.5895 | 0.63874 | 168.6922 | 28244.3164 | 0.47865 | 150.8519 | 18841.8407 | 0.31931 | 132.735 | 9419.8476 | 0.15964 | 96.4719 | 46623.9311 | 46636.4228 | 2.9246 | 171.2227 | 34973.9334 | 2.1932 | 153.2418 | 23305.9837 | 1.4615 | 134.1359 | 11658.3063 | 0.73109 | 95.7094 | 41850.3795 | 41849.5072 | 2.7795 | 142.5037 | 31378.9676 | 2.0841 | 134.0133 | 20934.0565 | 1.3904 | 122.5345 | 10460.8819 | 0.69477 | 91.9446 | 64847.0953 | 64849.2625 | 3.1048 | 153.13 | 48621.0564 | 2.3278 | 142.8641 | 32433.4538 | 1.5528 | 128.1636 | 16204.1075 | 0.7758 | 94.7848 | 4521.3114 | 4522.8143 | 4.63 | 151.2262 | 3391.1154 | 3.4715 | 139.2287 | 2260.0415 | 2.3136 | 125.1679 | 1125.3823 | 1.1521 | 107.7375 | 1346373.913 | 1350906.1905 | 3.8149 | 182.1722 | 1180390.7318 | 3.3334 | 169.1492 | 1010801.0063 | 2.8545 | 158.2537 | 840482.9532 | 2.3735 | 147.3941 | 672118.2241 | 1.898 | 136.9995 | 505020.1372 | 1.4262 | 126.7613 | 335990.3013 | 0.94882 | 114.793 | 167213.4992 | 0.4722 | 97.6438 | 2938.9398 | 2969.4027 | 8.7733 | 81.2619 | 1468.3536 | 4.3383 | 75.0063 | 13734.8086 | 13688.9418 | 100.2192 | 82.6511 | 6868.481 | 50.2854 | 80.5921 | 42.6673 | 3.7038 | 163.4773 | 43.2696 | 3.756 | 164.1177 | 3320611.2441 | 22.4221 | 187.0722 | 3173460.2873 | 21.4285 | 187.8276 | 52.1583 | [5 empty] | 2 | 0 | 0 | [14 empty] | 0 | 2017 |  | #REF! | #REF! | #REF! | #REF! |  | 2 | [5 empty] | GG3
ITI | GG3 | 168 | 2017 | ITI769 | Typical | [16 empty] | Tower |  | Managed | 1 | Gold 5122 | 2 | 2 | 3600 | 4 | 2 | 98304 | 12 | 8GB 1Rx8 PC4-2666 | 4 | Fixed hard disk media | SAS | 2 | 1 | 750 | Microsoft Windows Server 2016 Datacenter | 10.0.14393 | Oracle Corporation | 1.7.0_07-b11 | Intel_Win_HS17_1n | 7.708 | 1.1779 | 5.3706 | 5.6355 | 6.0318 | 6.0318 |  | 6.3044 | 167.5323 | 2043.4036 | 22.0045 | 47.1784 | 23460.7532 | 23413.5567 | 3.3813 | 313.1939 | 17610.1621 | 2.5432 | 283.1764 | 11739.7764 | 1.6954 | 245.0383 | 5854.37 | 0.84547 | 160.6796 | 29958.6104 | 29940.7589 | 0.5074 | 310.8209 | 22451.9882 | 0.38049 | 277.9182 | 14993.6193 | 0.25409 | 240.4405 | 7491.9644 | 0.12696 | 155.7809 | 37512.4631 | 37570.7641 | 2.356 | 312.5954 | 28134.4125 | 1.7643 | 288.0022 | 18740.1328 | 1.1752 | 245.9983 | 9383.395 | 0.58843 | 156.0159 | 33720.2883 | 33704.1504 | 2.2385 | 270.4741 | 25285.4378 | 1.6794 | 252.9627 | 16885.5751 | 1.1215 | 226.5041 | 8426.4919 | 0.55966 | 150.9443 | 52318.168 | 52310.042 | 2.5044 | 287.7127 | 39250.358 | 1.8792 | 267.8443 | 26178.9566 | 1.2534 | 234.7821 | 13080.9844 | 0.62627 | 154.2439 | 3639.6668 | 3630.8664 | 3.7169 | 288.6558 | 2728.8056 | 2.7935 | 264.3488 | 1823.5548 | 1.8668 | 234.1364 | 912.8227 | 0.93446 | 176.5007 | 1147510.9285 | 1147229.3914 | 3.2397 | 315.1806 | 1004384.5067 | 2.8363 | 298.5738 | 861022.1338 | 2.4315 | 280.9771 | 713756.3802 | 2.0156 | 262.2151 | 572079.1925 | 1.6155 | 243.9551 | 431224.6288 | 1.2178 | 224.6574 | 286250.2514 | 0.80836 | 200.2013 | 143201.5872 | 0.4044 | 152.5695 | 11570.3632 | 11773.5079 | 34.7855 | 146.8464 | 5780.3973 | 17.0785 | 144.1413 | 70826.8874 | 70673.5725 | 517.414 | 211.4843 | 35457.0837 | 259.5877 | 152.1023 | 77.1003 | 6.6927 | 303.3418 | 76.7969 | 6.6664 | 303.765 | 2236066.5653 | 15.0988 | 317.8898 | 2220143.1118 | 14.9913 | 317.7583 | 102.2972 | [5 empty] | 4 | 0 | 0 | [14 empty] | 0 | 2017 |  | #REF! | #REF! | #REF! | #REF! |  | 2 | [5 empty] | GG3
ITI | jjx | 194 | 2017 | ITI770 | High-End | [16 empty] | Rack |  | Managed | 1 | Gold 6152 | 2 | 2 | 2100 | 22 | 2 | 131072 | 16 | 8GB 1Rx8 PC4-2666 | 10 | Solid State Disk Media | SATA | 2 | 1 | 550 | Microsoft Windows Server 2016 Datacenter | 10.0.14393 | Oracle Corporation | 1.7.0_07-b11 | Intel_Win_HS17_1n | 15.2077 | 2.4728 | 11.0929 | 12.7388 | 13.2624 | 13.2624 |  | 11.6165 | 230.4567 | 2903.8859 | 18.7881 | 120.4399 | 83021.7183 | 83019.5677 | 11.9894 | 503.7629 | 62265.0612 | 8.9921 | 498.748 | 41495.9935 | 5.9927 | 428.5454 | 20750.9056 | 2.9968 | 336.1882 | 110283.2267 | 113399.884 | 1.9218 | 489.1615 | 82717.0126 | 1.4018 | 482.889 | 55104.4481 | 0.93385 | 410.6172 | 27558.2267 | 0.46702 | 323.9881 | 134395.0358 | 134520.5202 | 8.4357 | 480.7133 | 100732.3547 | 6.3169 | 480.7489 | 67192.1836 | 4.2136 | 418.4594 | 33604.47 | 2.1073 | 323.127 | 140158.6005 | 140441.3422 | 9.3276 | 480.3958 | 105128.3032 | 6.9822 | 445.1345 | 70095.1537 | 4.6555 | 393.6156 | 35019.5847 | 2.3259 | 318.1558 | 209804.5765 | 207067.2116 | 9.9137 | 483.1646 | 157358.3398 | 7.5338 | 476.0422 | 104924.4284 | 5.0234 | 410.785 | 52471.2641 | 2.5121 | 322.4333 | 14942.2218 | 14976.9747 | 15.3319 | 481.0721 | 11207.16 | 11.4728 | 467.0685 | 7475.6188 | 7.6528 | 407.3032 | 3727.9924 | 3.8163 | 335.8294 | 3621034.173 | 3622062.1006 | 10.2286 | 507.7079 | 3172492.4487 | 8.959 | 502.7702 | 2719341.4326 | 7.6793 | 477.3054 | 2260494.2045 | 6.3836 | 445.092 | 1812516.8747 | 5.1185 | 413.4091 | 1355589.468 | 3.8281 | 377.2002 | 903954.5146 | 2.5527 | 339.7626 | 453730.0288 | 1.2813 | 302.2034 | 29022.9949 | 29409.9434 | 86.8934 | 274.344 | 14523.4198 | 42.9103 | 255.9022 | 180561.9601 | 178313.4728 | 1305.4651 | 335.6303 | 90305.1021 | 661.1399 | 304.9568 | 105.5276 | 9.1604 | 487.994 | 105.7275 | 9.1777 | 488.0542 | 9426394.3528 | 63.6509 | 501.431 | 8962513.5751 | 60.5186 | 502.4797 | 186.8933 | [5 empty] | 6 | 2 | 0 | [14 empty] | 0 | 2017 |  | #REF! | #REF! | #REF! | #REF! |  | 2 | [5 empty] | jjx
ITI | jjx | 195 | 2017 | ITI771 | Low-End | [16 empty] | Rack |  | Managed | 1 | Bronze 3104 | 2 | 2 | 1700 | 6 | 1 | 131072 | 4 | 32GB 2Rx4 PC4-2666 | 2 | Fixed hard disk media | SATA | 2 | 1 | 550 | Microsoft Windows Server 2016 Datacenter | 10.0.14393 | Oracle Corporation | 1.7.0_07-b11 | Intel_Win_HS17_1n | 6.6001 | 1.0946 | 4.799 | 3.7937 | 4.0202 | 4.0202 |  | 5.5227 | 83.5812 | 996.0046 | 16.4794 | 52.704 | 14531.0991 | 14478.9549 | 2.091 | 192.1838 | 10888.6282 | 1.5725 | 184.1598 | 7266.3194 | 1.0494 | 175.6498 | 3634.2322 | 0.52484 | 153.5134 | 20064.878 | 20050.0102 | 0.33978 | 184.4302 | 14968.9178 | 0.25368 | 178.3874 | 10023.6734 | 0.16987 | 172.1936 | 5002.8446 | 0.084782 | 152.662 | 23610.716 | 23629.4327 | 1.4818 | 184.7901 | 17733.7562 | 1.1121 | 178.7522 | 11799.8631 | 0.73997 | 172.0112 | 5902.5484 | 0.37015 | 149.7638 | 16979.7935 | 16974.7364 | 1.1274 | 173.9205 | 12724.7217 | 0.84513 | 170.7952 | 8495.2031 | 0.56422 | 166.8609 | 4251.8956 | 0.2824 | 147.8668 | 25362.0144 | 25399.6225 | 1.216 | 178.7636 | 19029.8471 | 0.91108 | 174.2981 | 12691.0984 | 0.60761 | 169.1522 | 6337.2099 | 0.3034 | 148.356 | 1990.276 | 1991.1136 | 2.0383 | 176.2537 | 1487.9167 | 1.5232 | 172.1861 | 997.2244 | 1.0209 | 167.2621 | 497.3503 | 0.50914 | 157.0221 | 738473.1775 | 736841.0632 | 2.0808 | 196.5483 | 645062.3029 | 1.8216 | 192.0407 | 552898.0618 | 1.5614 | 187.3853 | 462605.8746 | 1.3064 | 182.6159 | 366841.3915 | 1.0359 | 177.1424 | 276780.3531 | 0.78162 | 171.1607 | 184464.301 | 0.52092 | 163.8619 | 91183.8335 | 0.2575 | 151.2207 | 5985.0574 | 5991.7651 | 17.703 | 152.2965 | 2995.6874 | 8.8509 | 147.275 | 30153.7957 | 30098.2224 | 220.3545 | 162.6886 | 15066.8239 | 110.3069 | 150.6069 | 38.7395 | 3.3628 | 204.8264 | 39.0994 | 3.394 | 205.1875 | 1578060.5082 | 10.6557 | 193.7167 | 1514264.0907 | 10.2249 | 194.0067 | 117.8248 | [5 empty] | 4 | 0 | 0 | [14 empty] | 0 | 2017 |  | #REF! | #REF! | #REF! | #REF! |  | 2 | [5 empty] | jjx
ITI | jjx | 196 | 2017 | ITI772 | Minimum Power | [16 empty] | Rack |  | Managed | 1 | Silver 4109T | 2 | 2 | 2000 | 8 | 2 | 131072 | 4 | 32GB 2Rx4 PC4-2666 | 1 | Fixed hard disk media | SATA | 1 | 0 | 450 | Microsoft Windows Server 2016 Datacenter | 10.0.14393 | Oracle Corporation | 1.7.0_07-b11 | Intel_Win_HS17_3n | 14.7139 | 19.4665 | 18.5129 | 11.3286 | 12.7612 | 12.7612 |  | 10.9616 | 20.0903 | 14.2506 | 21.7292 | 131.295 | 28018.0355 | 28078.4123 | 4.055 | 189.6664 | 21016.7525 | 3.0352 | 170.3566 | 13997.7263 | 2.0215 | 149.3995 | 7000.056 | 1.0109 | 111.1611 | 323575.3211 | 324637.6131 | 5.5016 | 200.639 | 242710.7662 | 4.1132 | 177.8423 | 161760.0918 | 2.7413 | 152.3627 | 80917.9489 | 1.3713 | 108.9635 | 74472.7287 | 77408.765 | 4.8543 | 176.2438 | 55908.1348 | 3.506 | 160.5221 | 37254.9725 | 2.3362 | 138.9898 | 18627.6863 | 1.1681 | 100.5588 | 40266.0401 | 40278.683 | 2.6752 | 153.9879 | 30188.6418 | 2.005 | 144.2776 | 20135.353 | 1.3373 | 131.2969 | 10051.0082 | 0.66755 | 99.666 | 65420.3478 | 65522.2976 | 3.137 | 162.4454 | 49061.5753 | 2.3489 | 151.7618 | 32738.1269 | 1.5674 | 136.6257 | 16360.3585 | 0.78328 | 101.2739 | 4584.3344 | 4588.8201 | 4.6976 | 162.295 | 3439.8541 | 3.5214 | 149.3927 | 2287.0221 | 2.3412 | 133.657 | 1146.9497 | 1.1741 | 114.404 | 1206129.136 | 1203060.1458 | 3.3974 | 187.0521 | 1054267.9379 | 2.9772 | 175.9539 | 903200.3448 | 2.5506 | 165.4106 | 754135.6371 | 2.1297 | 154.9117 | 604683.5475 | 1.7076 | 144.0435 | 453535.6808 | 1.2808 | 133.0374 | 300564.5461 | 0.84878 | 121.2884 | 150323.0719 | 0.42451 | 105.9633 | 790.3216 | 821.6478 | 2.4276 | 84.3009 | 396.5604 | 1.1717 | 83.5943 | 226.6664 | 225.8243 | 1.6533 | 82.109 | 112.9416 | 0.82687 | 81.9841 | 43.6792 | 3.7916 | 175.0371 | 43.9443 | 3.8146 | 175.0068 | 4047646.3675 | 27.3314 | 197.2082 | 3858598.0544 | 26.0548 | 198.4451 | 82.5677 | [5 empty] | 2 | 0 | 0 | [14 empty] | 0 | 2017 |  | #REF! | #REF! | #REF! | #REF! |  | 2 | [5 empty] | jjx
ITI | jjx | 197 | 2017 | ITI773 | Typical | [16 empty] | Rack |  | Managed | 1 | Gold 5122 | 2 | 2 | 3600 | 4 | 2 | 131072 | 8 | 16GB 2Rx8 PC4-2666 | 4 | Fixed hard disk media | SAS | 2 | 1 | 550 | Microsoft Windows Server 2016 Datacenter | 10.0.14393 | Oracle Corporation | 1.7.0_07-b11 | Intel_Win_HS17_1n | 7.1813 | 1.1284 | 5.1526 | 5.4048 | 5.8 | 5.8 |  | 6.1413 | 31.484 | 67.43 | 16.0512 | 52.7695 | 22709.3259 | 22600.4595 | 3.2639 | 322.4773 | 17028.7113 | 2.4592 | 292.6894 | 11352.7138 | 1.6395 | 256.6433 | 5682.1084 | 0.82059 | 167.6264 | 29952.641 | 29953.3708 | 0.50761 | 318.309 | 22466.7899 | 0.38074 | 289.0423 | 14975.9025 | 0.25379 | 254.1244 | 7490.1152 | 0.12693 | 164.2601 | 37563.3464 | 37532.6499 | 2.3537 | 317.5215 | 28190.5154 | 1.7678 | 299.8965 | 18784.937 | 1.178 | 259.9316 | 9407.596 | 0.58995 | 165.7421 | 33800.2644 | 33803.981 | 2.2451 | 284.0969 | 25361.5818 | 1.6844 | 264.4715 | 16903.1265 | 1.1226 | 237.9421 | 8468.1139 | 0.56242 | 156.5195 | 52277.4931 | 52280.1658 | 2.503 | 298.9145 | 39204.2079 | 1.877 | 277.2536 | 26163.6998 | 1.2526 | 246.0563 | 13053.599 | 0.62496 | 159.3719 | 3649.9945 | 3649.2767 | 3.7358 | 297.0361 | 2735.3256 | 2.8001 | 272.8015 | 1817.4887 | 1.8606 | 243.5827 | 908.3859 | 0.92991 | 182.0163 | 1148298.9896 | 1146859.1548 | 3.2387 | 321.2518 | 1002823.823 | 2.8319 | 304.9419 | 862935.1191 | 2.4369 | 289.6446 | 721134.341 | 2.0365 | 273.9387 | 572706.7935 | 1.6173 | 253.8271 | 430440.5749 | 1.2155 | 231.4604 | 284947.2497 | 0.80468 | 205.4528 | 143760.7455 | 0.40597 | 153.9739 | 1905.2195 | 1914.6774 | 5.657 | 137.7278 | 950.4513 | 2.8082 | 116.3613 | 1648.7403 | 1650.2409 | 12.0817 | 134.0981 | 823.8518 | 6.0316 | 119.5169 | 48.9676 | 4.2507 | 283.291 | 57.8493 | 5.0216 | 292.451 | 2602348.7871 | 17.5721 | 318.3193 | 2489841.5087 | 16.8124 | 318.6016 | 94.7185 | [5 empty] | 4 | 0 | 0 | [14 empty] | 0 | 2017 |  | #REF! | #REF! | #REF! | #REF! |  | 2 | [5 empty] | jjx
ITI | jpr | 198 | 2017 | ITI778 | High-End | [16 empty] | Tower |  | Managed | 1 | Platinum 8180 | 2 | 2 | 2500 | 28 | 2 | 391874 | 24 | Hynix / HMA82GR7AFR8N-VK TF AC | 32 | Fixed hard disk media | SAS | 2 | 1 | 2400 | Microsoft Windows Server 2012 R2 Standard | 6.3.9600 | Oracle Corporation | 1.8.0_112-b15 | Intel_Win_HS17_3n | 10.8477 | 15.3585 | 16.6463 | 10.4123 | 11.2717 | 16.9478 |  | 8.1144 | 48.3748 | 47.5594 | 15.2002 | 214.3553 | 95335.152 | 95954.1898 | 13.8574 | 847.4639 | 71474.5641 | 10.3221 | 790.4472 | 47626.8869 | 6.8781 | 675.5667 | 23850.8637 | 3.4445 | 540.7972 | 1132325.2864 | 1131889.9866 | 19.1819 | 866.9333 | 849412.3839 | 14.3948 | 810.0528 | 566187.7929 | 9.5951 | 653.7222 | 283217.2598 | 4.7996 | 497.8167 | 336406.5821 | 340217.9893 | 21.3349 | 822.1306 | 252346.1686 | 15.8245 | 822.6028 | 168351.5846 | 10.5573 | 687.5028 | 84165.4449 | 5.278 | 526.95 | 193383.305 | 193127.0149 | 12.8268 | 822.0528 | 144940.0359 | 9.6264 | 755.4528 | 96632.1897 | 6.418 | 657.2028 | 48358.9079 | 3.2118 | 530.5667 | 298367.878 | 298213.4009 | 14.2774 | 825.8139 | 223892.7555 | 10.7192 | 805.0194 | 149236.9904 | 7.1449 | 682.2333 | 74529.7986 | 3.5682 | 532.95 | 20917.2735 | 20896.8455 | 21.3921 | 824.4417 | 15695.5922 | 16.0676 | 785.1389 | 10488.7658 | 10.7373 | 673.2389 | 5207.3742 | 5.3308 | 547.2222 | 4190603.1083 | 4208410.7358 | 11.8844 | 854.1508 | 3672918.8455 | 10.3722 | 846.3786 | 3140812.0679 | 8.8695 | 788.6762 | 2617552.4876 | 7.3919 | 730.8294 | 2092708.783 | 5.9097 | 678.7643 | 1574985.7952 | 4.4477 | 619.6016 | 1053106.3898 | 2.9739 | 559.9833 | 523120.2017 | 1.4773 | 505.9524 | 9723.4082 | 9733.7823 | 28.759 | 426.4374 | 4847.2061 | 14.3214 | 412.7292 | 3799.2639 | 3807.2249 | 27.8734 | 416.7283 | 1897.4802 | 13.8918 | 410.793 | 140.8407 | 12.2258 | 807.9654 | 141.9479 | 12.3219 | 806.9731 | 4003972.8286 | 27.0365 | 849.8917 | 27003089.2901 | 182.336 | 850.625 | 359.2153 | [6 empty] | 8 | 10 | [14 empty] | 0 | 2017 |  | #REF! | #REF! | #REF! | #REF! |  | 2 | [5 empty] | jpr
ITI | jpr | 199 | 2017 | ITI779 | Low-End | [16 empty] | Tower |  | Managed | 1 | Gold 5120 | 2 | 2 | 2200 | 14 | 2 | 96834 | 12 | Hynix / HMA81GR7AFR8N-VK T3 | 4 | Fixed hard disk media | SAS | 2 | 1 | 750 | Microsoft Windows Server 2012 R2 Standard | 6.3.9600 | Oracle Corporation | 1.8.0_112-b15 | Intel_Win_HS17_3n | 14.8373 | 20.3852 | 18.2189 | 10.9489 | 12.5492 | 18.9275 |  | 10.9148 | 22.6864 | 26.0037 | 26.4987 | 127.3137 | 54211.4783 | 54259.0278 | 7.8359 | 338.2513 | 40675.0051 | 5.8742 | 312.5 | 27064.4194 | 3.9086 | 279.8974 | 13557.4829 | 1.9579 | 245.6658 | 653944.8602 | 654147.1293 | 11.0857 | 348.5865 | 490519.2952 | 8.3127 | 326.3997 | 326947.111 | 5.5407 | 288.0535 | 163541.1831 | 2.7715 | 250.0335 | 146556.8189 | 146011.3399 | 9.1563 | 320.9006 | 109974.0927 | 6.8964 | 295.7945 | 73347.1478 | 4.5996 | 267.1887 | 36610.4722 | 2.2958 | 238.6332 | 77449.1461 | 77440.5314 | 5.1433 | 290.2574 | 58123.452 | 3.8603 | 272.4445 | 38740.2872 | 2.573 | 251.3787 | 19377.3816 | 1.287 | 230.1452 | 128675.3065 | 128677.0081 | 6.1606 | 306.8581 | 96427.0978 | 4.6166 | 287.1674 | 64391.5484 | 3.0828 | 262.2006 | 32148.0903 | 1.5391 | 235.5097 | 8999.9747 | 9003.871 | 9.2172 | 306.7371 | 6761.6632 | 6.9219 | 284.1058 | 4505.706 | 4.6125 | 258.8503 | 2246.5439 | 2.2998 | 233.7671 | 2286327.9214 | 2290229.8968 | 6.4675 | 335.9007 | 1993275.8366 | 5.6289 | 322.4045 | 1718273.7946 | 4.8523 | 305.5338 | 1420174.1095 | 4.0105 | 288.9055 | 1137935.0717 | 3.2135 | 272.7011 | 856620.3376 | 2.4191 | 255.7639 | 567845.6268 | 1.6036 | 239.1283 | 286563.8979 | 0.80925 | 222.5403 | 2292.6939 | 2261.7986 | 6.6826 | 210.2531 | 1140.8553 | 3.3707 | 208.1603 | 1033.4854 | 1036.0606 | 7.5852 | 207.3305 | 523.2399 | 3.8307 | 207.2589 | 96.5107 | 8.3777 | 317.4109 | 97.0273 | 8.4225 | 316.5865 | 1944012.1267 | 13.1268 | 342.3474 | 6468023.4538 | 43.6748 | 343.0483 | 204.8693 | [6 empty] | 2 | [15 empty] | 0 | 2017 |  | #REF! | #REF! | #REF! | #REF! |  | 2 | [5 empty] | jpr
ITI | jpr | 200 | 2017 | ITI780 | Minimum Power | [16 empty] | Tower |  | Managed | 1 | Silver 4109T | 2 | 2 | 2000 | 8 | 2 | 130754 | 2 | Hynix / HMAA8GL7AMR4N-VK TF | 1 | Fixed hard disk media | SAS | 2 | 1 | 495 | Microsoft Windows Server 2012 R2 Standard | 6.3.9600 | Oracle Corporation | 1.8.0_112-b15 | Intel_Win_HS17_3n | 11.9227 | 11.624 | 17.5282 | 10.2072 | 11.6877 | 17.2424 |  | 8.6678 | 8.3103 | 18.4648 | 11.1764 | 121.3004 | 23078.713 | 23094.9652 | 3.3353 | 188.7065 | 17334.8894 | 2.5034 | 171.18 | 11565.4052 | 1.6702 | 151.6926 | 5770.4064 | 0.83334 | 117.3729 | 174471.3966 | 174484.3668 | 2.957 | 181.6684 | 130879.6285 | 2.218 | 160.2632 | 87250.9753 | 1.4786 | 129.349 | 43630.3422 | 0.7394 | 104.289 | 75007.7007 | 77292.5079 | 4.847 | 181.9926 | 56311.7914 | 3.5313 | 166.7939 | 37500.2833 | 2.3516 | 148.3048 | 18722.9199 | 1.1741 | 111.211 | 38675.5492 | 38687.8858 | 2.5695 | 159.9839 | 29047.6021 | 1.9292 | 150.7045 | 19362.6249 | 1.286 | 139.21 | 9679.6977 | 0.64289 | 112.49 | 63834.4142 | 63837.6908 | 3.0563 | 168.3229 | 47777.5151 | 2.2874 | 158.5184 | 31962.7137 | 1.5303 | 144.5626 | 15960.9639 | 0.76416 | 113.5777 | 4477.1132 | 4478.0453 | 4.5842 | 167.9665 | 3365.2054 | 3.445 | 156.11 | 2236.6924 | 2.2897 | 141.2397 | 1120.665 | 1.1472 | 126.7258 | 982900.4594 | 984772.2371 | 2.781 | 186.6902 | 858638.5061 | 2.4248 | 174.777 | 739311.6051 | 2.0878 | 165.6594 | 612825.4063 | 1.7306 | 156.2431 | 489819.096 | 1.3832 | 147.0274 | 365922.7576 | 1.0334 | 137.8841 | 244957.9306 | 0.69175 | 129.972 | 121152.7483 | 0.34213 | 116.2498 | 295.3491 | 305.2912 | 0.902 | 79.378 | 149.5685 | 0.44191 | 72.7113 | 261.4386 | 258.8545 | 1.8951 | 74.5836 | 131.8246 | 0.96511 | 71.9256 | 21.6307 | 1.8777 | 167.8576 | 21.6916 | 1.883 | 168.6209 | 925961.338 | 6.2525 | 200.8526 | 3622272.7048 | 24.4591 | 201.6406 | 68.3041 | [6 empty] | 2 | [15 empty] | 0 | 2017 |  | #REF! | #REF! | #REF! | #REF! |  | 2 | [5 empty] | jpr
ITI | jpr | 201 | 2017 | ITI781 | Typical | [16 empty] | Tower |  | Managed | 1 | Gold 6150 | 2 | 2 | 2700 | 18 | 2 | 523523 | 16 | Hynix / HMA84GR7AFR4N-VK T3 | 16 | Fixed hard disk media | SAS | 2 | 1 | 1100 | Microsoft Windows Server 2012 R2 Standard | 6.3.9600 | Oracle Corporation | 1.8.0_112-b15 | Intel_Win_HS17_3n | 11.6508 | 16.0728 | 16.0754 | 9.4577 | 10.5807 | 15.9483 |  | 8.254 | 34.4339 | 40.8765 | 16.0464 | 226.7371 | 80028.1608 | 79927.2122 | 11.5428 | 645.7677 | 60011.3563 | 8.6667 | 634.7419 | 39973.4279 | 5.7728 | 534.1732 | 20004.4819 | 2.889 | 413.5355 | 933461.1756 | 933519.7368 | 15.8202 | 676.5677 | 700323.8467 | 11.8683 | 660.9484 | 466849.0977 | 7.9116 | 534.1674 | 233456.8275 | 3.9564 | 368.6723 | 231335.5276 | 238924.6898 | 14.9829 | 603.0129 | 173518.0043 | 10.8813 | 597.6871 | 115673.6086 | 7.2539 | 503.4165 | 57841.1633 | 3.6272 | 354.0261 | 130326.9167 | 129744.8795 | 8.6172 | 603.0935 | 97768.7223 | 6.4934 | 564.2774 | 65178.3667 | 4.3289 | 493.7652 | 32578.7324 | 2.1638 | 389.8481 | 206680.5456 | 207605.014 | 9.9394 | 609.8065 | 154933.7424 | 7.4177 | 599.7258 | 103474.8513 | 4.954 | 511.3332 | 51683.1959 | 2.4744 | 385.609 | 14501.7038 | 14505.1325 | 14.8489 | 603.7581 | 10893.1769 | 11.1513 | 585.2935 | 7254.777 | 7.4267 | 494.1568 | 3616.9164 | 3.7026 | 403.0565 | 3231730.6396 | 3234401.0409 | 9.1338 | 650.4901 | 2826322.7413 | 7.9814 | 642.457 | 2415007.6022 | 6.8199 | 607.6612 | 2019586.098 | 5.7032 | 559.0132 | 1613456.8089 | 4.5563 | 511.2138 | 1209460.1054 | 3.4155 | 467.3446 | 811523.3769 | 2.2917 | 422.9987 | 404057.7187 | 1.141 | 373.3379 | 4616.5905 | 4614.7899 | 13.6347 | 290.6857 | 2315.5328 | 6.8414 | 270.6402 | 2202.0374 | 2212.0963 | 16.1952 | 287.3785 | 1106.5009 | 8.1009 | 273.2221 | 131.4233 | 11.4083 | 666.9625 | 113.606 | 9.8616 | 655.1071 | 2662962.2967 | 17.9814 | 640.4452 | 21620663.4587 | 145.9917 | 643.8806 | 243.2998 | [6 empty] | 8 | 5 | [14 empty] | 0 | 2017 |  | #REF! | #REF! | #REF! | #REF! |  | 2 | [5 empty] | jpr
ITI | jtv | 202 | 2017 | ITI774 | High-End | [16 empty] | Rack |  | Managed | 1 | Gold 6138 | 2 | 2 | 2000 | 20 | 2 | 131072 | 16 | 8GB 1Rx8 PC4-2666 | 14 | Solid State Disk Media | SATA | 2 | 1 | 1100 | Microsoft Windows Server 2016 Datacenter | 10.0.14393 | Oracle Corporation | 1.7.0_07-b11 | Intel_Win_HS17_1n | 12.3376 | 1.9839 | 8.7059 | 9.8905 | 10.3659 | 10.3659 |  | 9.4884 | 243.7953 | 3111.4517 | 17.4747 | 99.1482 | 74668.3927 | 74665.4196 | 10.7829 | 535.3217 | 56029.6628 | 8.0916 | 531.1789 | 37319.53 | 5.3896 | 479.7319 | 18653.7852 | 2.6939 | 400.8085 | 100062.3554 | 100049.7161 | 1.6955 | 522.7221 | 75044.0755 | 1.2718 | 521.3321 | 50045.9007 | 0.84812 | 467.8664 | 24988.8096 | 0.42348 | 392.0939 | 117696.8161 | 117843.5139 | 7.3899 | 515.549 | 88297.1086 | 5.5371 | 515.9502 | 58859.7708 | 3.6911 | 469.379 | 29424.2108 | 1.8452 | 388.5663 | 122768.6545 | 122711.2187 | 8.15 | 515.5978 | 92098.0144 | 6.1168 | 489.0903 | 61372.9798 | 4.0762 | 446.5368 | 30713.6779 | 2.0399 | 384.688 | 180959.8482 | 185768.6468 | 8.894 | 517.2919 | 135769.7304 | 6.5002 | 512.2526 | 90471.8571 | 4.3315 | 458.7398 | 45243.5968 | 2.1661 | 386.4823 | 13020.5736 | 12660.7524 | 12.9608 | 515.3033 | 9763.6034 | 9.995 | 505.8052 | 6496.338 | 6.6503 | 457.8024 | 3262.5283 | 3.3398 | 400.8253 | 3358438.6707 | 3369954.1162 | 9.5166 | 539.1013 | 2933398.2166 | 8.2838 | 535.0397 | 2510639.6186 | 7.09 | 522.4003 | 2101452.5511 | 5.9344 | 498.0167 | 1675924.9384 | 4.7327 | 471.6931 | 1261744.4127 | 3.5631 | 441.8348 | 840468.9908 | 2.3735 | 409.4534 | 419754.6403 | 1.1854 | 374.0644 | 40568.8226 | 41291.072 | 121.9969 | 366.9928 | 20265.3523 | 59.8752 | 334.8787 | 248411.6794 | 250222.6505 | 1831.9251 | 445.1846 | 124203.7568 | 909.3181 | 386.5069 | 110.5889 | 9.5997 | 539.9811 | 106.4819 | 9.2432 | 538.1236 | 8261455.7212 | 55.7848 | 532.3942 | 7828938.8791 | 52.8642 | 533.1842 | 258.7538 | [5 empty] | 6 | 2 | 0 | [14 empty] | 0 | 2017 |  | #REF! | #REF! | #REF! | #REF! |  | 2 | [5 empty] | jtv
ITI | jtv | 203 | 2017 | ITI775 | Low-End | [16 empty] | Rack |  | Managed | 1 | Bronze 3104 | 2 | 2 | 1700 | 6 | 1 | 65536 | 4 | 16GB 2Rx8 PC4-2666 | 2 | Fixed hard disk media | SATA | 2 | 1 | 495 | Microsoft Windows Server 2016 Datacenter | 10.0.14393 | Oracle Corporation | 1.7.0_07-b11 | Intel_Win_HS17_1n | 9.5741 | 1.5788 | 6.8967 | 5.4535 | 5.7217 | 5.7217 |  | 8.0734 | 125.5377 | 1472.344 | 23.6089 | 51.8094 | 14465.9128 | 14500.0105 | 2.094 | 134.7867 | 10838.7955 | 1.5653 | 128.0429 | 7229.232 | 1.044 | 120.7351 | 3605.4459 | 0.52069 | 101.7762 | 20114.7668 | 20118.2526 | 0.34094 | 130.3061 | 15055.6961 | 0.25515 | 127.2379 | 10065.6372 | 0.17058 | 122.2733 | 5031.9622 | 0.085276 | 100.4586 | 23765.0624 | 23700.1984 | 1.4862 | 132.509 | 17803.7527 | 1.1165 | 127.3298 | 11889.1877 | 0.74557 | 120.6828 | 5944.5029 | 0.37278 | 100.1092 | 16997.1746 | 17018.8274 | 1.1303 | 124.6129 | 12755.3288 | 0.84716 | 121.269 | 8493.3006 | 0.56409 | 117.2737 | 4253.2794 | 0.28249 | 97.3402 | 25402.3745 | 25270.2904 | 1.2099 | 129.1874 | 19058.3875 | 0.91245 | 125.507 | 12698.2326 | 0.60795 | 119.6835 | 6350.1113 | 0.30402 | 98.1057 | 1996.5014 | 1998.2448 | 2.0456 | 126.839 | 1500.1638 | 1.5357 | 122.7098 | 995.8853 | 1.0195 | 117.4522 | 497.7799 | 0.50958 | 106.8474 | 745538.1858 | 743818.8742 | 2.1005 | 139.7497 | 653327.7493 | 1.845 | 135.7855 | 558067.4896 | 1.576 | 131.3796 | 466279.6726 | 1.3168 | 128.8196 | 374975.2231 | 1.0589 | 121.0032 | 279932.9844 | 0.79052 | 118.6877 | 186004.4882 | 0.52527 | 111.7696 | 93325.2554 | 0.26355 | 100.1617 | 5841.6471 | 5944.6213 | 17.5637 | 100.7232 | 2919.1163 | 8.6247 | 95.4297 | 30012.0442 | 29947.9649 | 219.2544 | 111.6351 | 14992.2626 | 109.7611 | 99.4437 | 38.2044 | 3.3164 | 140.4435 | 38.2525 | 3.3205 | 140.6744 | 1113924.4222 | 7.5217 | 136.6691 | 1062577.3034 | 7.175 | 138.4878 | 72.3992 | [5 empty] | 4 | 0 | 0 | [14 empty] | 0 | 2017 |  | #REF! | #REF! | #REF! | #REF! |  | 2 | [5 empty] | jtv
ITI | jtv | 204 | 2017 | ITI776 | Minimum Power | [16 empty] | Rack |  | Managed | 1 | Silver 4109T | 2 | 2 | 2000 | 8 | 2 | 131072 | 4 | 32GB 2Rx4 PC4-2666F ECC CL5 | 1 | Fixed hard disk media | SATA | 1 | 0 | 450 | Microsoft Windows Server 2016 Datacenter | 10.0.14393 | Oracle Corporation | 1.7.0_07-b11 | Intel_Win_HS17_1n | 14.3829 | 19.0202 | 18.7741 | 10.9874 | 12.3824 | 12.3824 |  | 12.2895 | 19.9249 | 17.5537 | 21.0686 | 127.5944 | 28053.7537 | 28116.7004 | 4.0605 | 192.5167 | 21043.1116 | 3.039 | 173.1787 | 14023.787 | 2.0253 | 152.0703 | 7018.6796 | 1.0136 | 116.7537 | 320611.1973 | 320884.3722 | 5.438 | 202.729 | 240519.189 | 4.076 | 181.2349 | 160278.0735 | 2.7162 | 156.201 | 80160.267 | 1.3585 | 108.8896 | 79603.5896 | 78595.9908 | 4.9287 | 180.6845 | 59665.4861 | 3.7416 | 168.534 | 39847.9466 | 2.4989 | 146.446 | 19923.3767 | 1.2494 | 103.9229 | 40173.4768 | 40231.0509 | 2.672 | 158.0889 | 30138.9054 | 2.0017 | 148.4024 | 20096.0481 | 1.3347 | 135.619 | 10045.3385 | 0.66717 | 102.7123 | 65407.7121 | 65486.7828 | 3.1353 | 167.252 | 49085.7164 | 2.3501 | 156.9887 | 32693.0489 | 1.5652 | 141.625 | 16361.9207 | 0.78335 | 103.3458 | 4590.6697 | 4597.0423 | 4.706 | 166.7561 | 3432.4169 | 3.5138 | 153.8486 | 2300.0727 | 2.3546 | 138.5071 | 1149.3063 | 1.1765 | 118.5815 | 1410070.6554 | 1418074.7161 | 4.0046 | 198.8505 | 1235530.9729 | 3.4891 | 184.6527 | 1059234.0757 | 2.9912 | 172.7101 | 885092.8968 | 2.4995 | 161.8673 | 705425.5242 | 1.9921 | 150.7198 | 529952.3211 | 1.4966 | 139.4012 | 353881.6994 | 0.99935 | 126.7143 | 176663.2962 | 0.49889 | 109.1979 | 741.3356 | 766.9598 | 2.266 | 76.7732 | 368.5486 | 1.0889 | 80.956 | 219.4176 | 224.0281 | 1.6402 | 66.1701 | 108.4828 | 0.79422 | 63.889 | 43.9238 | 3.8128 | 181.5885 | 43.9399 | 3.8142 | 180.4236 | 4008203.6362 | 27.065 | 202.2075 | 3863282.5962 | 26.0865 | 204.4484 | 61.407 | [5 empty] | 2 | 0 | 0 | [14 empty] | 0 | 2017 |  | #REF! | #REF! | #REF! | #REF! |  | 2 | [5 empty] | jtv
ITI | jtv | 205 | 2017 | ITI777 | Typical | [16 empty] | Rack |  | Managed | 1 | Gold 5122 | 2 | 2 | 3600 | 4 | 2 | 98304 | 12 | 8GB 1Rx8 PC4-2666 | 4 | Fixed hard disk media | SAS | 2 | 1 | 750 | Microsoft Windows Server 2016 Datacenter | 10.0.14393 | Oracle Corporation | 1.7.0_07-b11 | Intel_Win_HS17_1n | 7.3899 | 1.1388 | 5.1602 | 5.3816 | 5.7888 | 5.7888 |  | 6.0209 | 29.2327 | 62.305 | 21.0624 | 46.2132 | 23488.2381 | 23475.8283 | 3.3903 | 325.7486 | 17630.0597 | 2.5461 | 294.1979 | 11741.4986 | 1.6957 | 256.9042 | 5885.0973 | 0.84991 | 169.4256 | 30210.1971 | 30202.2045 | 0.51183 | 320.3128 | 22639.1032 | 0.38366 | 288.9913 | 15104.8354 | 0.25598 | 252.0631 | 7542.7422 | 0.12783 | 163.7512 | 37591.9146 | 37552.6496 | 2.3549 | 320.8748 | 28185.5293 | 1.7675 | 298.8468 | 18811.9535 | 1.1797 | 258.0617 | 9399.6293 | 0.58945 | 164.9555 | 33799.0904 | 33797.2784 | 2.2447 | 282.7583 | 25379.1424 | 1.6856 | 264.9146 | 16906.536 | 1.1229 | 238.2468 | 8460.9409 | 0.56194 | 159.4867 | 52664.7836 | 52659.4913 | 2.5212 | 301.4423 | 39492.8444 | 1.8908 | 281.4398 | 26322.181 | 1.2602 | 246.0644 | 13156.8503 | 0.6299 | 161.4266 | 3653.1445 | 3653.7577 | 3.7403 | 299.5937 | 2746.5431 | 2.8116 | 274.3848 | 1834.6614 | 1.8781 | 244.2174 | 917.3908 | 0.93913 | 187.1544 | 1152105.5903 | 1150786.2057 | 3.2498 | 327.9241 | 1005692.7446 | 2.84 | 312.5854 | 863228.4527 | 2.4377 | 296.423 | 721228.773 | 2.0367 | 277.7743 | 576430.7598 | 1.6278 | 258.9375 | 433682.0118 | 1.2247 | 235.4865 | 287731.3455 | 0.81254 | 211.3267 | 142993.9327 | 0.40381 | 159.5817 | 1910.499 | 1920.4426 | 5.6741 | 146.1404 | 951.9457 | 2.8126 | 127.7881 | 1654.3207 | 1655.8732 | 12.1229 | 143.5973 | 825.4617 | 6.0434 | 131.4299 | 76.1044 | 6.6063 | 313.77 | 76.8943 | 6.6748 | 316.7891 | 2242829.2074 | 15.1445 | 326.6372 | 2230524.9707 | 15.0614 | 325.912 | 107.4385 | [5 empty] | 8 | 0 | 0 | [14 empty] | 0 | 2017 |  | #REF! | #REF! | #REF! | #REF! |  | 2 | [5 empty] | jtv
ITI | NN4 | 267 | 2017 | ITI868 | High-End | [16 empty] | Rack |  | Managed | 1 | Platinum 8170 | 4 | 4 | 2095 | 26 | 2 | 261803 | 16 | 1Rx4 PC4- 2666 MHz DDR4 RDIMM | 1 | Fixed hard disk media | SAS | 2 | 0 | 1600 | Microsoft Windows Server 2012 R2 Standard | 6.3.9600 | Oracle Corporation | 1.8.0_144-b01 | Intel_Win_HS18_5 | 16.862 | 16.9731 | 28.5033 | 17.0093 | 18.1929 | 18.1929 |  | 14.4504 | 4.4914 | 10.9774 | 15.3717 | 272.9579 | 149865.3972 | 150236.4931 | 21.6967 | 925.5496 | 112400.2366 | 16.2325 | 850.3926 | 74973.3678 | 10.8274 | 667.3066 | 37456.5852 | 5.4094 | 485.8066 | 1066941.6396 | 1068961.9118 | 18.1155 | 930.4256 | 800222.0064 | 13.5612 | 748.0884 | 533489.4823 | 9.041 | 574.3231 | 266700.6086 | 4.5197 | 302.581 | 593972.9859 | 592809.4415 | 37.1749 | 875.8165 | 445480.0253 | 27.9359 | 877.6388 | 296921.9234 | 18.6199 | 707.6537 | 148479.7122 | 9.3111 | 501.4901 | 317091.318 | 316660.5875 | 21.0314 | 877.4438 | 237827.907 | 15.7957 | 787.8066 | 158598.7416 | 10.5336 | 650.9364 | 79283.9446 | 5.2658 | 489.2331 | 493198.4923 | 486762.16 | 23.3045 | 880.4529 | 369896.6061 | 17.7094 | 860.2372 | 246597.3024 | 11.8062 | 694.1603 | 123278.4147 | 5.9021 | 499.3132 | 34635.061 | 34152.5833 | 34.962 | 875.1876 | 25965.4983 | 26.5808 | 824.6248 | 17322.9937 | 17.7335 | 682.8124 | 8660.2424 | 8.8655 | 506.286 | 6921204.9611 | 6957709.7486 | 19.6483 | 929.6929 | 6053424.6316 | 17.0946 | 825.1838 | 5187520.9767 | 14.6494 | 758.4311 | 4327359.1493 | 12.2203 | 700.2502 | 3464519.6944 | 9.7837 | 627.0805 | 2590826.4524 | 7.3164 | 549.827 | 1730253.3263 | 4.8862 | 476.0407 | 863380.0531 | 2.4382 | 403.2851 | 392.1157 | 391.1499 | 1.1557 | 197.0304 | 199.114 | 0.58829 | 171.0537 | 382.1163 | 382.4365 | 2.7999 | 187.2749 | 189.4295 | 1.3868 | 172.0651 | 145.0014 | 12.5869 | 828.3045 | 149.6897 | 12.9939 | 835.6477 | 37501172.6047 | 253.2234 | 919.5793 | 37422246.3781 | 252.6905 | 925.7488 | 166.4913 | [5 empty] | 4 | 0 | 0 | [14 empty] | 0 | 2017 |  | #REF! | #REF! | #REF! | #REF! |  | 4 | [5 empty] | NN4
ITI | NN4 | 268 | 2017 | ITI869 | Low-End | [16 empty] | Rack |  | Managed | 1 | Gold 5115 | 4 | 4 | 2400 | 10 | 2 | 65536 | 4 | 1Rx4 PC4- 2666 MHz DDR4 RDIMM | 1 | Fixed hard disk media | SAS | 1 | 0 | 1400 | Microsoft Windows Server 2012 R2 Standard | 6.3.9600 | Oracle Corporation | 1.8.0_121-b13 | Intel_Win_HS18_5 | 9.87 | 8.2115 | 21.7717 | 12.1039 | 13.3558 | 13.3558 |  | 7.4165 | 7.6808 | 9.6559 | 7.9025 | 72.5819 | 43804.2079 | 43933.2605 | 6.3447 | 476.9 | 32856.3447 | 4.745 | 409.8 | 21912.1195 | 3.1645 | 322.2925 | 10950.9425 | 1.5815 | 252.0601 | 280109.6721 | 280355.942 | 4.7511 | 449.4 | 210021.6581 | 3.5592 | 371.7 | 140042.2456 | 2.3733 | 278.8361 | 70054.7917 | 1.1872 | 224.9853 | 253612.2652 | 255108.6195 | 15.9978 | 498 | 190210.966 | 11.9281 | 474.8 | 126811.4829 | 7.9523 | 398.07 | 63403.9019 | 3.976 | 285.2994 | 123341.3956 | 123051.1514 | 8.1726 | 453.4 | 92458.8962 | 6.1408 | 424.1 | 61645.4678 | 4.0943 | 369.66 | 30826.754 | 2.0474 | 275.7427 | 197795.9073 | 198062.8165 | 9.4826 | 476.4 | 148404.7355 | 7.1051 | 447.1 | 98893.4716 | 4.7347 | 394.2418 | 49433.5313 | 2.3667 | 282.5612 | 13939.2974 | 13968.3328 | 14.2994 | 497.5 | 10462.7308 | 10.7107 | 455 | 6966.5747 | 7.1317 | 386.8084 | 3487.4878 | 3.5701 | 297.62 | 1996152.7981 | 2003461.5144 | 5.6577 | 451.19 | 1744900.6984 | 4.9275 | 392.12 | 1495451.9715 | 4.2231 | 361.89 | 1253272.0194 | 3.5392 | 333.9 | 999321.3061 | 2.822 | 333.9 | 748141.149 | 2.1127 | 333.9 | 495494.7989 | 1.3993 | 333.9 | 247785.2427 | 0.69974 | 333.9 | 857.4203 | 857.7465 | 2.5343 | 232.66 | 426.49 | 1.2601 | 232.66 | 436.2967 | 433.9162 | 3.1768 | 232.66 | 216.9997 | 1.5887 | 232.66 | 37.415 | 3.2478 | 406.89 | 37.4099 | 3.2474 | 415.07 | 5517274.7215 | 37.2549 | 489.16 | 5291422.2313 | 35.7299 | 492.27 | 492.27 | [5 empty] | 4 | 0 | 2 | [14 empty] | 0 | 2017 |  | #REF! | #REF! | #REF! | #REF! |  | 4 | [5 empty] | NN4
ITI | NN4 | 270 | 2017 | ITI871 | Typical | [16 empty] | Rack |  | Managed | 1 | Gold 6148 | 4 | 4 | 2400 | 20 | 2 | 128000 | 8 | 1Rx4 PC4- 2666 MHz DDR4 RDIMM | 1 | Fixed hard disk media | SAS | 2 | 0 | 1600 | Microsoft Windows Server 2012 R2 Standard | 6.3.9600 | Oracle Corporation | 1.8.0_144-b01 | Intel_Win_HS18_5 | 12.238 | 11.3977 | 27.7037 | 16.2231 | 17.6689 | 17.6689 |  | 10.9206 | 4.6135 | 11.2714 | 9.7879 | 127.3754 | 86005.3128 | 86305.9019 | 12.464 | 823.3619 | 64480.8578 | 9.3121 | 650.904 | 43001.011 | 6.2101 | 519.2921 | 21494.6276 | 3.1042 | 358.4175 | 563597.188 | 563517.3737 | 9.5498 | 773.0786 | 422708.0636 | 7.1636 | 590.0556 | 281848.1536 | 4.7764 | 434.7865 | 140888.1286 | 2.3876 | 233.096 | 526713.4013 | 527781.7161 | 33.097 | 796.2214 | 394983.6744 | 24.7693 | 789.7841 | 263391.5906 | 16.5172 | 662.8746 | 131717.3758 | 8.26 | 455.5056 | 272575.4648 | 272282.4745 | 18.084 | 795.2992 | 204402.7557 | 13.5757 | 706.15 | 136288.9782 | 9.0518 | 587.5119 | 68186.6238 | 4.5287 | 440.3429 | 431326.8709 | 432073.5148 | 20.6862 | 798.6817 | 323514.625 | 15.4888 | 774.7952 | 215614.837 | 10.3229 | 627.4413 | 107866.0393 | 5.1642 | 451.3667 | 29923.8994 | 29698.773 | 30.4026 | 795.1913 | 22453.6744 | 22.9858 | 742.5421 | 14953.2555 | 15.3076 | 606.3548 | 7477.2737 | 7.6545 | 452.8548 | 4138486.6105 | 4109287.804 | 11.6045 | 790.1451 | 3622148.5501 | 10.2288 | 631.9289 | 3107055.1956 | 8.7742 | 574.1472 | 2583463.1335 | 7.2956 | 521.1008 | 2065438.244 | 5.8327 | 473.3687 | 1551044.0978 | 4.3801 | 431.448 | 1030493.0625 | 2.9101 | 389.5053 | 518300.0376 | 1.4637 | 343.9323 | 394.5314 | 391.9848 | 1.1581 | 190.5461 | 197.5321 | 0.58362 | 166.6632 | 382.4191 | 377.7605 | 2.7657 | 181.3002 | 190.4625 | 1.3944 | 167.4294 | 77.1543 | 6.6974 | 684.2817 | 76.8152 | 6.668 | 681.2227 | 15606560.7819 | 105.3819 | 815.7405 | 15501695.5101 | 104.6739 | 821.7746 | 160.3653 | [5 empty] | 4 | 0 | 0 | [14 empty] | 0 | 2017 |  | #REF! | #REF! | #REF! | #REF! |  | 4 | [5 empty] | NN4
ITI | NN4A | 269 | 2017 | ITI870 | Low-End | [16 empty] | Rack |  | Managed | 1 | Gold 5115 | 2 | 2 | 2400 | 10 | 2 | 32768 | 2 | 1Rx4 PC4- 2666 MHz DDR4 RDIMM | 1 | Fixed hard disk media | SAS | 1 | 0 | 1400 | Microsoft Windows Server 2012 R2 Standard | 6.3.9600 | Oracle Corporation | 1.8.0_121-b13 | Intel_Win_HS18_5 | 6.6059 | 4.9468 | 15.2007 | 7.7723 | 8.9439 | 8.9439 |  | 4.5165 | 6.0966 | 7.6843 | 5.5261 | 41.886 | 21942.8517 | 22065.0228 | 3.1866 | 265.67 | 16451.2368 | 2.3758 | 265.67 | 10959.0916 | 1.5827 | 265.67 | 5482.2301 | 0.79173 | 265.67 | 140112.1648 | 140272.5872 | 2.3772 | 265.67 | 105130.6247 | 1.7816 | 265.67 | 70035.4041 | 1.1869 | 265.67 | 35017.5527 | 0.59344 | 265.67 | 126938.6989 | 127087.0515 | 7.9696 | 289.83 | 95181.4805 | 5.9688 | 289.83 | 63451.5911 | 3.979 | 289.83 | 31739.4114 | 1.9904 | 289.83 | 61267.7334 | 61323.5572 | 4.0729 | 289.83 | 45978.291 | 3.0537 | 289.83 | 30630.7841 | 2.0344 | 289.83 | 15322.2272 | 1.0176 | 289.83 | 99029.5752 | 99133.258 | 4.7462 | 293.35 | 74236.881 | 3.5542 | 293.35 | 49529.3395 | 2.3713 | 293.35 | 24743.2909 | 1.1846 | 293.35 | 6968.4972 | 6986.654 | 7.1522 | 293.35 | 5226.9006 | 5.3508 | 293.35 | 3492.2789 | 3.575 | 293.35 | 1740.768 | 1.782 | 293.35 | 996943.7464 | 1000335.2388 | 2.8249 | 293.35 | 871067.3321 | 2.4599 | 293.35 | 748461.7001 | 2.1136 | 293.35 | 621854.829 | 1.7561 | 293.35 | 496727.6717 | 1.4027 | 293.35 | 373329.8654 | 1.0543 | 293.35 | 251662.528 | 0.71069 | 293.35 | 124032.2919 | 0.35026 | 293.35 | 856.9767 | 859.5062 | 2.5395 | 293.35 | 426.3006 | 1.2595 | 293.35 | 437.174 | 433.6029 | 3.1745 | 293.35 | 218.6364 | 1.6007 | 293.35 | 18.6766 | 1.6212 | 293.35 | 18.6731 | 1.6209 | 293.35 | 1929379.0901 | 13.028 | 278.93 | 1730233.3507 | 11.6833 | 278.93 | 278.93 | [5 empty] | 4 | 0 | 0 | [14 empty] | 0 | 2017 |  | #REF! | #REF! | #REF! | #REF! |  | 2 | [5 empty] | NN4A
ITI1 | pxr | 972 | 2017 | ITI917 | High-End | [16 empty] | Rack |  | Managed | 1 | Platinum 8164 | 2 | 2 | 1995 | 26 | 2 | 196608 | 12 | 16GB RDIMM PC4-2666V | 2 | 2.5" NVMe SSD | 6Gb/s | 4 | Redundant | 800 | Microsoft Windows Server 2012 R2 Datacenter | 6.3.9600 | Oracle Corporation | 1.7.0_07-b11 | Intel_Win_HS17_1n | 10.7816 | 1.7602 | 7.7993 | 9.5856 | 9.453 | 9.453 |  | 10.0261 | 18.2126 | 601.3255 | 13.2641 | 23.3456 | 96518.023 | 96304.722 | 13.908 | 857.2151 | 72387.8743 | 10.454 | 850.0675 | 48285.2735 | 6.9732 | 734.377 | 24134.6546 | 3.4855 | 488.7111 | 127937.7555 | 127842.4997 | 2.1665 | 829.6881 | 95975.6053 | 1.6265 | 830.1048 | 63955.293 | 1.0838 | 664.4619 | 32010.9393 | 0.54248 | 471.6222 | 151919.7508 | 151851.4448 | 9.5226 | 818.0786 | 113954.7824 | 7.1461 | 822.596 | 75930.3786 | 4.7616 | 659.9008 | 37967.5474 | 2.3809 | 469.4921 | 159374.7679 | 159453.4025 | 10.5903 | 816.8889 | 119497.074 | 7.9366 | 720.8563 | 79679.5389 | 5.292 | 521.973 | 39842.5327 | 2.6462 | 453.5778 | 236235.5046 | 236249.256 | 11.3108 | 816.9952 | 177174.8273 | 8.4825 | 814.8198 | 118135.6497 | 5.6559 | 622.9095 | 59070.622 | 2.8281 | 463.4722 | 16450.7809 | 16435.1952 | 16.8247 | 818.0405 | 12363.0776 | 12.6561 | 789.2317 | 8234.2215 | 8.4294 | 582.3317 | 4115.5838 | 4.2131 | 455.2008 | 4806829.4138 | 4807263.8489 | 13.5755 | 860.7264 | 4206909.3406 | 11.8802 | 849.4041 | 3598304.3699 | 10.1615 | 833.7061 | 3006518.7534 | 8.4903 | 722.3841 | 2405923.9035 | 6.7942 | 591.7073 | 1803742.8693 | 5.0937 | 510.215 | 1200815.1307 | 3.3911 | 470.7907 | 599219.5918 | 1.6922 | 432.4316 | 3459.2968 | 3471.0092 | 10.2553 | 397.341 | 1724.2296 | 5.0943 | 396.3937 | 46853.0311 | 46708.3638 | 341.9603 | 405.4452 | 23442.0009 | 171.6231 | 400.3134 | 126.9832 | 11.0228 | 819.0143 | 131.086 | 11.379 | 870.4645 | 14023847.1996 | 94.6948 | 848.6516 | 804198.4571 | 5.4303 | 232.6042 | 395.6274 | [5 empty] | 1 | 0 | 0 | [14 empty] | 0 | 2017 |  | #REF! | #REF! | #REF! | #REF! |  | 2 | [5 empty] | pxr
ITI1 | pxr | 973 | 2017 | ITI918 | Low-End | [16 empty] | Rack |  | Managed | 1 | Silver 4116 | 2 | 2 | 2095 | 12 | 2 | 32768 | 2 | 16GB RDIMM PC4-2666V | 1 | uFF SSD | 6Gb/s | 4 | Redundant | 800 | Microsoft Windows Server 2012 R2 Datacenter | 6.3.9600 | Oracle Corporation | 1.7.0_07-b11 | Intel_Win_HS17_1n | 5.7115 | 1.5364 | 6.9449 | 7.1899 | 7.8393 | 7.8393 |  | 4.9446 | 12.1535 | 413.163 | 5.441 | 112.3894 | 24504.9339 | 24495.544 | 3.5376 | 373.7231 | 18396.8474 | 2.6568 | 351.1479 | 12264.6004 | 1.7712 | 333.743 | 6121.8099 | 0.88409 | 315.7727 | 59107.2797 | 59101.0215 | 1.0016 | 403.6355 | 44328.2695 | 0.75122 | 371.5752 | 29582.4434 | 0.50133 | 348.4347 | 14785.356 | 0.25056 | 324.6025 | 73159.0141 | 73098.7584 | 4.584 | 411.1025 | 54884.6324 | 3.4418 | 382.5983 | 36566.9913 | 2.2931 | 350.938 | 18307.3647 | 1.148 | 323.4719 | 65783.6961 | 65739.5001 | 4.3662 | 357.2074 | 49312.1102 | 3.2751 | 347.6223 | 32896.792 | 2.1849 | 328.6727 | 16451.528 | 1.0927 | 313.0099 | 102421.0357 | 102464.9204 | 4.9057 | 373.8711 | 76819.4309 | 3.6778 | 358.2959 | 51192.0142 | 2.4509 | 337.4686 | 25598.4779 | 1.2256 | 317.4223 | 7102.1077 | 7098.274 | 7.2665 | 372.9942 | 5334.0184 | 5.4604 | 353.4802 | 3549.2957 | 3.6334 | 334.2496 | 1779.8875 | 1.8221 | 315.7479 | 1244337.5188 | 1249477.9101 | 3.5285 | 375.1178 | 1088084.1212 | 3.0727 | 352.6328 | 933637.3972 | 2.6366 | 344.1539 | 774659.6873 | 2.1876 | 336.5851 | 621663.7915 | 1.7556 | 329.7452 | 466068.8958 | 1.3162 | 321.59 | 311066.627 | 0.87844 | 314.9365 | 157334.3133 | 0.44431 | 308.4426 | 1714.7711 | 1757.6614 | 5.1931 | 298.6202 | 857.1825 | 2.5326 | 298.1759 | 24293.7843 | 23726.7752 | 173.708 | 301.9392 | 12145.0083 | 88.9158 | 299.6652 | 21.8936 | 1.9005 | 350.0259 | 21.7602 | 1.8889 | 346.4319 | 2408831.2194 | 16.2654 | 411.2826 | 14043465.4254 | 94.8273 | 843.7389 | 297.0438 | [5 empty] | 1 | 0 | 0 | [14 empty] | 0 | 2017 |  | #REF! | #REF! | #REF! | #REF! |  | 2 | [5 empty] | pxr
ITI1 | pxr | 974 | 2017 | ITI919 | Minimum Power | [16 empty] | Rack |  | Managed | 1 | Silver 4112 | 2 | 2 | 2594 | 4 | 2 | 16384 | 2 | 8GB RDIMM PC4-2666V | 1 | 2.5" NVMe SSD | 6Gb/s | 1 | Redundant | 1600 | Microsoft Windows Server 2012 R2 Datacenter | 6.3.9600 | Oracle Corporation | 1.7.0_07-b11 | Intel_Win_HS17_1n | 4.4847 | 0.76318 | 3.4282 | 3.4475 | 3.8038 | 3.8038 |  | 3.9519 | 14.0926 | 479.15 | 5.8576 | 39.5603 | 16448.9505 | 16341.6507 | 2.36 | 310.2485 | 12336.1476 | 1.7815 | 298.4905 | 8236.599 | 1.1895 | 287.4114 | 4107.9816 | 0.59326 | 275.5846 | 23820.8349 | 23817.2051 | 0.40363 | 312.0647 | 17873.6965 | 0.3029 | 299.3255 | 11919.1916 | 0.20199 | 286.4032 | 5959.8661 | 0.101 | 274.829 | 29441.839 | 29486.5417 | 1.8491 | 322.8814 | 22082.5872 | 1.3848 | 305.0736 | 14720.1411 | 0.92309 | 290.0255 | 7365.7447 | 0.4619 | 276.7034 | 26499.0145 | 26500.0917 | 1.76 | 293.6384 | 19872.2123 | 1.3198 | 286.6932 | 13259.0881 | 0.88062 | 279.0285 | 6621.484 | 0.43977 | 271.1294 | 41277.7811 | 41302.7945 | 1.9774 | 301.7591 | 30951.2942 | 1.4818 | 293.0904 | 20660.1104 | 0.98913 | 283.2776 | 10335.0349 | 0.49481 | 273.4178 | 2862.3986 | 2865.3232 | 2.9332 | 306.52 | 2151.9358 | 2.2029 | 291.4921 | 1434.9427 | 1.4689 | 282.1693 | 716.8387 | 0.73383 | 272.6361 | 853940.2776 | 856362.3512 | 2.4183 | 312.9176 | 749500.8599 | 2.1166 | 301.8448 | 641633.0818 | 1.8119 | 295.6145 | 536344.7813 | 1.5146 | 289.9588 | 426861.2256 | 1.2054 | 284.349 | 322153.631 | 0.90975 | 279.0998 | 213786.754 | 0.60373 | 273.699 | 106929.7971 | 0.30197 | 268.4187 | 1771.5653 | 1784.9783 | 5.2738 | 263.9055 | 885.6544 | 2.6167 | 263.3003 | 24839.8013 | 24548.9095 | 179.727 | 267.9503 | 12420.3161 | 90.9314 | 265.6621 | 19.4808 | 1.691 | 290.7102 | 19.7828 | 1.7173 | 291.1324 | 750284.583 | 5.0662 | 320.3009 | 2401224.7361 | 16.2141 | 409.857 | 263.3156 | [5 empty] | 1 | 0 | 0 | [14 empty] | 0 | 2017 |  | #REF! | #REF! | #REF! | #REF! |  | 2 | [5 empty] | pxr
ITI1 | pxr | 975 | 2017 | ITI920 | Typical | [16 empty] | Rack |  | Managed | 1 | Gold 6130 | 2 | 2 | 2095 | 16 | 2 | 65536 | 4 | 16GB RDIMM PC4-2666V | 1 | 2.5" NVMe SSD | 6Gb/s | 4 | Redundant | 800 | Microsoft Windows Server 2012 R2 Datacenter | 6.3.9600 | Oracle Corporation | 1.7.0_07-b11 | Intel_Win_HS17_1n | 7.9886 | 1.5977 | 7.0044 | 8.1253 | 8.4719 | 8.4719 |  | 7.3857 | 10.1287 | 357.0922 | 8.8064 | 8.4081 | 50447.905 | 50340.3407 | 7.27 | 609.3521 | 37828.4205 | 5.4631 | 562.7537 | 25226.6561 | 3.6432 | 459.3876 | 12614.4521 | 1.8217 | 410.8595 | 88458.3769 | 88395.8749 | 1.498 | 642.7851 | 66379.2174 | 1.1249 | 578.957 | 44243.043 | 0.74978 | 472.0959 | 22132.2225 | 0.37507 | 413.943 | 106997.0458 | 106945.8725 | 6.7065 | 661.1141 | 80269.9449 | 5.0337 | 593.1711 | 53523.6613 | 3.3564 | 483.5091 | 26752.3217 | 1.6776 | 416.5116 | 102044.6625 | 102001.2593 | 6.7746 | 564.5273 | 76559.8028 | 5.0848 | 474.8579 | 51051.8042 | 3.3907 | 429.2413 | 25499.195 | 1.6936 | 394.4008 | 157454.8466 | 157142.0212 | 7.5234 | 582.2719 | 118133.3835 | 5.6558 | 555.2636 | 78698.1656 | 3.7678 | 449.8785 | 39368.4953 | 1.8848 | 403.3 | 10996.6743 | 10977.7751 | 11.2379 | 580.7968 | 8250.3471 | 8.4459 | 533.8661 | 5491.2601 | 5.6214 | 447.7281 | 2747.3283 | 2.8124 | 400.2223 | 2503804.7536 | 2507676.9543 | 7.0816 | 554.566 | 2191505.4791 | 6.1887 | 518.5701 | 1877659.7192 | 5.3024 | 484.4697 | 1563876.9785 | 4.4163 | 457.4282 | 1253119.4788 | 3.5388 | 432.6917 | 935969.3 | 2.6431 | 413.1224 | 627060.8866 | 1.7708 | 395.1212 | 313040.0169 | 0.88401 | 377.0589 | 1736.7785 | 1762.5316 | 5.2075 | 360.7837 | 866.9858 | 2.5616 | 360.3953 | 25295.3752 | 24975.5444 | 182.8505 | 365.6144 | 12658.5282 | 92.6754 | 363.4764 | 47.4816 | 4.1217 | 464.978 | 47.55 | 4.1276 | 471.786 | 5571733.124 | 37.6226 | 653.6537 | 395299.4847 | 2.6692 | 317.4569 | 359.5915 | [5 empty] | 1 | 0 | 0 | [14 empty] | 0 | 2017 |  | #REF! | #REF! | #REF! | #REF! |  | 2 | [5 empty] | pxr
ITI | QGR | 994 | 2017 | ITI665 | High-End | [16 empty] | Rack |  | Managed | 1 | Platinum 8180 | 4 | 4 | 2494 | 28 | 2 | 1571522 | 48 | 32GB 2Rx4 PC4-2666V ECC | 24 | Fixed SSD,Fixed SSD,Fixed hard disk media,Fixed SSD,Fixed SSD | X24 12Gbps SAS-SATA Backplane,X24 12Gbps SAS-SATA Backplane,X24 12Gbps SAS-SATA Backplane,X24 12Gbps SAS-SATA Backplane,X24 12Gbps SAS-SATA Backplane | 2 | Standard | 2400 | Microsoft Windows Server 2012 R2 Datacenter | 6.3.9600 | Oracle Corporation | 1.8.0_131-b11 | Intel_Win_HS18_4 | 15.5438 | 18.7491 | 21.6615 | 13.4518 | 14.5918 | 22.147 |  | 13.2043 | 446.0991 | 2579.8603 | 17.983 | 515.7118 | 229211.876 | 229329.0475 | 33.119 | 1463.2528 | 171855.1048 | 24.8188 | 1421.6778 | 114660.5648 | 16.5589 | 1131.3194 | 57336.192 | 8.2803 | 820.3611 | 2219289.74 | 2218964.3442 | 37.6044 | 1498.125 | 1664444.3427 | 28.207 | 1355.1139 | 1110075.3213 | 18.8122 | 1031.3028 | 555032.0176 | 9.406 | 725.45 | 684085.8407 | 697060.6864 | 43.7124 | 1348.6167 | 513088.8218 | 32.1756 | 1342.4833 | 342292.7196 | 21.4651 | 1070.4306 | 171129.2503 | 10.7315 | 759.2944 | 386343.3152 | 386154.2056 | 25.647 | 1349.0139 | 289862.0578 | 19.2516 | 1197.5639 | 193342.1877 | 12.8411 | 1012.0889 | 96430.9115 | 6.4046 | 758.4667 | 607123.2327 | 607673.2428 | 29.0933 | 1372.5722 | 455384.3169 | 21.8022 | 1306.6056 | 303580.4262 | 14.5344 | 1063.3167 | 151817.079 | 7.2685 | 775.0972 | 42906.1302 | 42898.1352 | 43.9148 | 1366.575 | 32154.2373 | 32.9162 | 1272.3278 | 21426.4312 | 21.9342 | 1040.8639 | 10712.8941 | 10.9668 | 798.6111 | 10957083.2217 | 10963738.5425 | 30.9612 | 1481.9333 | 9589915.3818 | 27.0816 | 1453.0381 | 8218211.7371 | 23.2079 | 1333.9159 | 6843730.3529 | 19.3264 | 1218.0802 | 5486720.079 | 15.4943 | 1098.6198 | 4109647.0796 | 11.6055 | 963.5857 | 2747710.7856 | 7.7594 | 833.3698 | 1370128.1541 | 3.8692 | 711.7913 | 154063.4822 | 153085.0658 | 452.2988 | 764.2303 | 76986.2724 | 227.4605 | 676.4636 | 438493.0334 | 419755.4024 | 3073.1049 | 1020.1197 | 219224.4288 | 1604.9815 | 726.447 | 280.5502 | 24.3533 | 1348.6451 | 280.6923 | 24.3656 | 1360.5462 | 8053166.456 | 54.3783 | 1445.1417 | 111120360.0556 | 750.3306 | 1454.9417 | 423.6606 | [5 empty] | 10 | 14 | [15 empty] | 0 | 2017 |  | #REF! | #REF! | #REF! | #REF! |  | 4 | [5 empty] | QGR
ITI | QGR | 995 | 2017 | ITI666 | Low-End | [16 empty] | Rack |  | Managed | 1 | Gold 5122 | 4 | 4 | 3592 | 4 | 2 | 32450 | 4 | 8GB 1Rx4 PC4-2133P ECC | 8 | Fixed SSD,Fixed SSD | x8 12 Gbps SAS Sata Backplane,x8 12 Gbps SAS Sata Backplane | 1 | Standard | 1100 | Microsoft Windows Server 2012 R2 Datacenter | 6.3.9600 | Oracle Corporation | 1.8.0_131-b11 | Intel_Win_HS18_4 | 6.9989 | 8.6165 | 11.2956 | 6.518 | 7.3856 | 10.5671 |  | 6.1169 | 195.9525 | 2068.2822 | 8.0696 | 36.1036 | 34167.8641 | 34077.0365 | 4.9213 | 493.8677 | 25639.5624 | 3.7028 | 442.1774 | 17085.9319 | 2.4675 | 379.5613 | 8541.9628 | 1.2336 | 278.8877 | 293235.372 | 293217.4639 | 4.9691 | 468.771 | 220031.4299 | 3.7288 | 401.1452 | 146635.8435 | 2.485 | 268.7226 | 73352.0852 | 1.2431 | 205.4865 | 132849.2895 | 137749.8681 | 8.6382 | 538.6548 | 99640.1757 | 6.2484 | 504.9774 | 66443.4179 | 4.1666 | 405.8581 | 33227.2651 | 2.0837 | 260.7435 | 64657.1828 | 64665.1999 | 4.2948 | 450.3774 | 48451.402 | 3.218 | 416.2968 | 32288.502 | 2.1445 | 368.9677 | 16156.0038 | 1.073 | 254.701 | 105478.7217 | 105414.4212 | 5.0469 | 475.7742 | 79155.0293 | 3.7897 | 439.8839 | 52814.8759 | 2.5286 | 381.5258 | 26357.5654 | 1.2619 | 256.8761 | 7395.9072 | 7394.6163 | 7.5699 | 477.4742 | 5557.4016 | 5.6891 | 433.6806 | 3682.1542 | 3.7694 | 378.7935 | 1851.7476 | 1.8956 | 314.6416 | 1777757.7654 | 1775700.1576 | 5.0145 | 494.3215 | 1553942.6011 | 4.3883 | 466.6653 | 1335734.9209 | 3.7721 | 439.0364 | 1108813.7973 | 3.1312 | 410.4711 | 893181.8626 | 2.5223 | 382.3934 | 670673.3095 | 1.894 | 352.5909 | 440191.0403 | 1.2431 | 323.6484 | 224112.3197 | 0.63289 | 274.7407 | 22044.1517 | 22046.133 | 65.1366 | 235.2621 | 11002.5331 | 32.5076 | 234.3995 | 111404.6057 | 112437.3173 | 823.1739 | 326.6552 | 55707.1873 | 407.8424 | 240.2562 | 38.7807 | 3.3664 | 417.298 | 38.9299 | 3.3793 | 418.6462 | 1577748.2707 | 10.6536 | 536.1839 | 2860227.7322 | 19.3134 | 534.9452 | 149.2756 | [5 empty] | 4 | 2 | [15 empty] | 0 | 2017 |  | #REF! | #REF! | #REF! | #REF! |  | 4 | [5 empty] | QGR
ITI | QGR | 996 | 2017 | ITI667 | Minimum Power | [16 empty] | Rack |  | Managed | 1 | Platinum 8156 | 4 | 4 | 3592 | 4 | 2 | 65218 | 4 | 16GB 2Rx4 PC4 2133 ECC | 1 | M.2 | SATA | 1 | Standard | 1100 | Microsoft Windows Server 2012 R2 Datacenter | 6.3.9600 | Oracle Corporation | 1.8.0_131-b11 | Intel_Win_HS18_4 | 8.3819 | 10.5188 | 12.5642 | 7.3196 | 8.2214 | 11.7409 |  | 7.1179 | 24.2783 | 300.1432 | 9.0399 | 58.597 | 37346.5022 | 37316.4081 | 5.3891 | 456.5111 | 28055.4787 | 4.0517 | 410.2194 | 18666.3936 | 2.6957 | 352.8143 | 9362.1897 | 1.3521 | 244.0244 | 331072.2899 | 331539.2327 | 5.6185 | 437.3806 | 248309.8741 | 4.2081 | 379.6389 | 165615.4309 | 2.8067 | 256.2964 | 82842.7762 | 1.4039 | 178.8119 | 136186.5987 | 139499.0744 | 8.7479 | 505.8 | 102039.6488 | 6.3989 | 460.1028 | 68101.6017 | 4.2706 | 373.9872 | 34018.1402 | 2.1333 | 235.1353 | 64663.9577 | 64685.7676 | 4.2962 | 407.4194 | 48521.5697 | 3.2226 | 378.7444 | 32350.6271 | 2.1486 | 337.5961 | 16173.9149 | 1.0742 | 213.6983 | 105221.1792 | 105148.061 | 5.0341 | 430.9278 | 78871.2008 | 3.7761 | 400.075 | 52521.2623 | 2.5145 | 350.1108 | 26315.3256 | 1.2599 | 218.3797 | 7405.4151 | 7405.8459 | 7.5814 | 431.375 | 5549.6302 | 5.6811 | 393.1861 | 3706.9448 | 3.7948 | 347.0958 | 1849.3886 | 1.8932 | 276.6081 | 1908710.6131 | 1906066.3994 | 5.3827 | 457.1111 | 1672936.1436 | 4.7243 | 433.9421 | 1434958.6299 | 4.0523 | 408.9968 | 1195049.6457 | 3.3748 | 383.2524 | 953980.6738 | 2.694 | 356.4154 | 716061.3204 | 2.0221 | 328.2377 | 480234.6474 | 1.3562 | 297.4983 | 237327.8828 | 0.67021 | 241.4853 | 1771.2925 | 1762.755 | 5.2082 | 160.3473 | 886.9536 | 2.6206 | 144.4042 | 9034.9274 | 9025.5776 | 66.0779 | 163.5992 | 4509.7876 | 33.017 | 148.0318 | 40.3679 | 3.5042 | 386.3392 | 40.4552 | 3.5117 | 389.7731 | 1612169.4946 | 10.886 | 492.6167 | 4288128.9222 | 28.9552 | 494.1417 | 104.4592 | [5 empty] | 4 | [16 empty] | 0 | 2017 |  | #REF! | #REF! | #REF! | #REF! |  | 4 | [5 empty] | QGR
ITI | QGR | 997 | 2017 | ITI668 | Typical | [16 empty] | Rack |  | Managed | 1 | Gold 6142 | 4 | 4 | 2594 | 16 | 2 | 785090 | 48 | 16GB 2Rx4 PC4-2666V ECC | 16 | Fixed SSD,Fixed SSD,Fixed SSD,Fixed SSD,Fixed Spindle 15K HDD | X24 12Gbps SAS-SATA Backplane,X24 12Gbps SAS-SATA Backplane,X24 12Gbps SAS-SATA Backplane,X24 12Gbps SAS-SATA Backplane,X24 12Gbps SAS-SATA Backplane | 2 | Standard | 20002000 | Microsoft Windows Server 2012 R2 Datacenter | 6.3.9600 | Oracle Corporation | 1.8.0_131-b11 | Intel_Win_HS18_4 | 13.5049 | 19.9082 | 18.4144 | 10.8486 | 12.2398 | 18.2637 |  | 11.5526 | 218.7721 | 2554.4711 | 23.2898 | 323.8074 | 139002.3275 | 138475.7931 | 19.9982 | 980.0677 | 104214.8627 | 15.0504 | 969.2258 | 69450.7938 | 10.0299 | 797.7774 | 34749.2392 | 5.0184 | 601 | 1758397.863 | 1756343.773 | 29.7644 | 1010.5968 | 1318749.0061 | 22.3486 | 998.0839 | 879210.548 | 14.8998 | 825.1742 | 439606.501 | 7.4499 | 564.7645 | 404422.4163 | 415753.3821 | 26.0717 | 935.9581 | 303432.1437 | 19.0281 | 932.2903 | 202287.5837 | 12.6854 | 778.8677 | 101020.3938 | 6.335 | 510.171 | 226378.9156 | 226347.8345 | 15.0332 | 940.0613 | 169810.2372 | 11.2782 | 859.0387 | 113106.1971 | 7.5121 | 746.5065 | 56554.6142 | 3.7562 | 572.9355 | 364225.1667 | 364595.4484 | 17.4556 | 941.8258 | 273308.0943 | 13.085 | 916.9452 | 182108.2154 | 8.7187 | 778.6677 | 91037.7639 | 4.3586 | 575.1032 | 25439.9319 | 25443.8533 | 26.0468 | 939.7871 | 19046.2374 | 19.4976 | 898.3935 | 12699.8854 | 13.0009 | 757.7258 | 6367.6363 | 6.5185 | 604.6323 | 6847609.3948 | 6847563.2785 | 19.3373 | 991.9711 | 5995257.5644 | 16.9304 | 981.7099 | 5131256.9032 | 14.4905 | 939.8471 | 4275376.2137 | 12.0735 | 864.2702 | 3420974.9501 | 9.6607 | 787.2628 | 2571309.0685 | 7.2613 | 706.2289 | 1704805.7773 | 4.8143 | 624.1124 | 858293.016 | 2.4238 | 538.3793 | 49553.4444 | 49569.8049 | 146.4569 | 486.441 | 24764.8345 | 73.1692 | 460.282 | 290702.8577 | 288848.0325 | 2114.7085 | 627.8361 | 145331.1879 | 1063.9958 | 549.2148 | 268.6933 | 23.3241 | 998.3783 | 268.9513 | 23.3465 | 1005.5417 | 4788923.6023 | 32.3368 | 973.3097 | 47103828.027 | 318.0645 | 982.2645 | 279.3584 | [5 empty] | 6 | 8 | [15 empty] | 0 | 2017 |  | #REF! | #REF! | #REF! | #REF! |  | 4 | [5 empty] | QGR
ITI | rfz | 329 | 2017 | ITI860 | High-End | [16 empty] | Rack |  | Managed | 1 | Platinum 8180 | 2 | 2 | 2500 | 28 | 2 | 261804 | 16 | 1Rx4 PC4- 2666 MHz DDR4 RDIMM | 1 | Fixed hard disk media | SAS | 2 | 0 | 800 | Microsoft Windows Server 2012 R2 Datacenter | 6.3.9600 | Oracle Corporation | 1.8.0_121-b13 | Intel_Win_HS18_5 | 17.0438 | 16.9355 | 26.2599 | 15.7571 | 16.1099 | 16.1099 |  | 13.8561 | 7.7646 | 12.8793 | 13.4386 | 235.9074 | 102187.8801 | 102000.6454 | 14.7306 | 655.1 | 76623.1946 | 11.0657 | 617.3 | 51084.2061 | 7.3774 | 449 | 25532.4344 | 3.6873 | 289.4 | 729664.2847 | 729627.3426 | 12.3649 | 635.1 | 547187.8582 | 9.2731 | 563.7 | 364942.236 | 6.1846 | 376.1 | 182436.1902 | 3.0917 | 197.9441 | 368070.1841 | 366791.4313 | 23.0014 | 616 | 276098.6836 | 17.3141 | 608.5 | 184032.501 | 11.5406 | 504.9 | 92038.3971 | 5.7717 | 294.76 | 197381.6448 | 195076.9623 | 12.9563 | 624.4 | 148069.676 | 9.8342 | 554.3 | 98683.8279 | 6.5542 | 447.3 | 49332.9378 | 3.2765 | 286.71 | 301095.0654 | 301117.0428 | 14.4164 | 633 | 225854.8694 | 10.8131 | 618.9 | 150478.0758 | 7.2044 | 484.6545 | 75262.6228 | 3.6033 | 316.43 | 21035.7163 | 21012.261 | 21.5102 | 631.4 | 15779.727 | 16.1537 | 624.7 | 10515.36 | 10.7646 | 482.5347 | 5259.0458 | 5.3837 | 323.02 | 4478486.8452 | 4486136.8616 | 12.6687 | 664 | 3919748.4868 | 11.0692 | 597.8 | 3358219.7022 | 9.4835 | 536.3 | 2794837.5049 | 7.8925 | 483.4 | 2234822.1316 | 6.3111 | 431.95 | 1684106.4809 | 4.7559 | 365.26 | 1118892.168 | 3.1597 | 298.32 | 560600.2445 | 1.5831 | 239.46 | 618.1956 | 614.8226 | 1.8165 | 165.67 | 308.3086 | 0.91092 | 165.67 | 410.5849 | 413.7525 | 3.0292 | 165.67 | 205.2907 | 1.503 | 165.67 | 90.0754 | 7.819 | 581.5 | 89.9718 | 7.8101 | 581.5 | 23244885.3783 | 156.9591 | 644.5 | 22984892.6413 | 155.2035 | 657.9 | 236.5 | [5 empty] | 4 | 0 | 0 | [14 empty] | 0 | 2017 |  | #REF! | #REF! | #REF! | #REF! |  | 2 | [5 empty] | rfz
ITI | rfz | 330 | 2017 | ITI861 | Low-End | [16 empty] | Rack |  | Managed | 1 | Bronze 3106 | 2 | 2 | 1696 | 8 | 1 | 32768 | 2 | 1Rx4 PC4- 2666 MHz DDR4 RDIMM | 1 | Fixed hard disk media | SATA | 1 | 0 | 500 | Microsoft Windows Server 2012 R2 Datacenter | 6.3.9600 | Oracle Corporation | 1.8.0_121-b13 | Intel_Win_HS18_4 | 12.4014 | 12.8028 | 14.7187 | 7.7901 | 8.5311 | 8.5311 |  | 10.4096 | 5.4868 | 22.6913 | 12.6154 | 64.459 | 17107.9515 | 17108.5757 | 2.4708 | 127.5421 | 12834.0303 | 1.8535 | 119.6806 | 8541.4183 | 1.2335 | 111.0831 | 4274.9931 | 0.61738 | 86.9579 | 141941.8181 | 142205.8271 | 2.4099 | 125.2345 | 106443.7957 | 1.8039 | 117.1252 | 70939.4262 | 1.2022 | 105.964 | 35489.4371 | 0.60143 | 75.2702 | 43483.1235 | 44819.9027 | 2.8106 | 116.4043 | 32615.866 | 2.0453 | 116.2893 | 21774.5787 | 1.3655 | 106.2628 | 10879.8076 | 0.68227 | 79.331 | 21455.7603 | 21456.3257 | 1.4251 | 112.9048 | 16112.5366 | 1.0701 | 108.329 | 10720.5168 | 0.71202 | 103.5526 | 5370.2947 | 0.35668 | 83.0305 | 33621.7214 | 33705.848 | 1.6137 | 118.5143 | 25230.3057 | 1.2079 | 113.0735 | 16806.1929 | 0.80462 | 106.7163 | 8397.3497 | 0.40204 | 83.2421 | 2723.2747 | 2724.3859 | 2.789 | 115.3843 | 2040.3808 | 2.0887 | 110.0917 | 1359.7828 | 1.392 | 103.6947 | 677.6166 | 0.69368 | 93.0028 | 847805.2923 | 849895.0613 | 2.4001 | 127.461 | 739075.7793 | 2.0871 | 122.5598 | 635656.5596 | 1.7951 | 117.913 | 530300.3083 | 1.4975 | 113.0063 | 422816.0022 | 1.194 | 107.6602 | 317620.9889 | 0.89695 | 101.9365 | 211875.8084 | 0.59833 | 95.6434 | 105443.3284 | 0.29777 | 85.2967 | 142.3538 | 141.1006 | 0.41689 | 55.7485 | 70.9115 | 0.20951 | 52.0429 | 233.0762 | 233.2353 | 1.7076 | 54.8975 | 118.7478 | 0.86937 | 52.5183 | 17.2236 | 1.4951 | 119.0521 | 17.4518 | 1.5149 | 119.5423 | 1382629.477 | 9.3361 | 132.1441 | 1268579.4192 | 8.566 | 132.8902 | 49.9055 | [5 empty] | 4 | 0 | 2 | [14 empty] | 0 | 2017 |  | #REF! | #REF! | #REF! | #REF! |  | 2 | [5 empty] | rfz
ITI | rfz | 331 | 2017 | ITI862 | Low-End | [16 empty] | Rack |  | Managed | 1 | Silver 4112 | 2 | 2 | 2594 | 4 | 2 | 32429 | 2 | 1Rx4 PC4- 2666 MHz DDR4 RDIMM | 1 | Fixed hard disk media | SATA | 1 | 0 | 500 | Microsoft Windows Server 2012 R2 Datacenter | 6.3.9600 | Oracle Corporation | 1.8.0_121-b13 | Intel_Win_HS18_5 | 9.1194 | 11.5946 | 14.0373 | 7.7208 | 8.488 | 8.488 |  | 8.5402 | 4.2942 | 19.5361 | 10.5492 | 45.7749 | 16187.365 | 16192.9818 | 2.3385 | 163.54 | 12161.8532 | 1.7564 | 150.85 | 8092.9844 | 1.1688 | 131.157 | 4037.092 | 0.58302 | 125.07 | 146551.2579 | 146692.4395 | 2.486 | 156.84 | 109923.2625 | 1.8629 | 139.22 | 73261.692 | 1.2416 | 111.5417 | 36639.7784 | 0.62093 | 81.1063 | 55657.3205 | 56083.5574 | 3.517 | 174.92 | 41738.796 | 2.6174 | 156.65 | 27839.6574 | 1.7458 | 136.08 | 13916.0706 | 0.87267 | 96.87 | 25623.6943 | 25510.7674 | 1.6943 | 146.45 | 19218.432 | 1.2764 | 136.58 | 12841.6902 | 0.8529 | 122.68 | 6402.1768 | 0.42521 | 89.9498 | 41354.0527 | 41442.0877 | 1.9841 | 154.26 | 31020.7935 | 1.4852 | 146.38 | 20679.7123 | 0.99007 | 127.6818 | 10337.0298 | 0.4949 | 96.48 | 2895.0296 | 2900.2417 | 2.969 | 159.85 | 2167.7914 | 2.2192 | 145.11 | 1444.3552 | 1.4786 | 132.09 | 722.5571 | 0.73968 | 104.3604 | 823389.5515 | 824592.7873 | 2.3286 | 161.62 | 723389.793 | 2.0428 | 153.41 | 616518.711 | 1.741 | 146 | 515854.9858 | 1.4568 | 141.08 | 411493.4558 | 1.162 | 128.15 | 309411.5442 | 0.87377 | 117.5785 | 205537.9314 | 0.58043 | 107.4518 | 102096.6447 | 0.28832 | 87.62 | 142.5147 | 137.9864 | 0.40769 | 82.29 | 70.8113 | 0.20922 | 56.21 | 235.2202 | 235.2625 | 1.7224 | 69.17 | 117.573 | 0.86077 | 56.16 | 17.7137 | 1.5377 | 139.98 | 16.6214 | 1.4428 | 142.42 | 1297287.9196 | 8.7598 | 174.6 | 1235210.5445 | 8.3407 | 182.21 | 55.48 | [5 empty] | 4 | 0 | 0 | [14 empty] | 0 | 2017 |  | #REF! | #REF! | #REF! | #REF! |  | 2 | [5 empty] | rfz
ITI | rfz | 332 | 2017 | ITI863 | Typical | [16 empty] | Rack |  | Managed | 1 | Silver 4114 | 2 | 2 | 2195 | 10 | 2 | 32428 | 2 | 1Rx4 PC4- 2666 MHz DDR4 RDIMM | 1 | Fixed hard disk media | SATA | 1 | 0 | 500 | Microsoft Windows Server 2012 R2 Datacenter | 6.3.9600 | Oracle Corporation | 1.8.0_121-b13 | Intel_Win_HS18_4 | 11.9994 | 10.7883 | 23.5741 | 13.6279 | 15.2608 | 15.2608 |  | 9.7947 | 5.2949 | 21.7163 | 9.6875 | 53.8729 | 21499.02 | 21518.5476 | 3.1076 | 192.1262 | 16122.204 | 2.3283 | 167.247 | 10751.0308 | 1.5526 | 136.7595 | 5373.0852 | 0.77596 | 95.6834 | 141062.262 | 141243.5561 | 2.3936 | 183.257 | 105871.6101 | 1.7942 | 151.125 | 70522.5653 | 1.1951 | 110.0665 | 35259.5434 | 0.59754 | 74.2755 | 108462.1698 | 111494.1001 | 6.9918 | 212.1483 | 81334.1552 | 5.1004 | 191.4841 | 54203.782 | 3.3991 | 157.6761 | 27119.3098 | 1.7006 | 104.2053 | 54733.6468 | 54787.0004 | 3.6388 | 180.4905 | 41067.3621 | 2.7275 | 166.4948 | 27380.2298 | 1.8185 | 148.0735 | 13677.7349 | 0.90843 | 106.826 | 88960.4418 | 89174.4785 | 4.2694 | 192.4154 | 66753.2737 | 3.1959 | 177.4136 | 44477.8926 | 2.1294 | 155.4515 | 22254.1297 | 1.0655 | 107.5541 | 6245.0532 | 6254.6355 | 6.4029 | 192.6289 | 4680.1581 | 4.7911 | 172.8598 | 3118.0626 | 3.192 | 150.6048 | 1562.7913 | 1.5998 | 121.6835 | 973006.3122 | 978055.9392 | 2.762 | 187.6569 | 850401.8277 | 2.4015 | 161.4009 | 728931.872 | 2.0585 | 150.1905 | 606428.1775 | 1.7125 | 139.1351 | 489112.1881 | 1.3812 | 129.4748 | 364853.9322 | 1.0303 | 119.3937 | 245005.7808 | 0.69189 | 108.9088 | 122421.3089 | 0.34571 | 88.1825 | 141.8318 | 139.6035 | 0.41247 | 57.6477 | 71.1926 | 0.21034 | 53.6817 | 232.8736 | 232.4111 | 1.7015 | 56.8219 | 116.3517 | 0.85183 | 54.0884 | 18.4135 | 1.5984 | 164.1859 | 18.6568 | 1.6195 | 167.998 | 1948141.169 | 13.1547 | 208.1798 | 1657906.5352 | 11.1949 | 207.8014 | 52.7823 | [5 empty] | 4 | 0 | 0 | [14 empty] | 0 | 2017 |  | #REF! | #REF! | #REF! | #REF! |  | 2 | [5 empty] | rfz
ITI | stp | 952 | 2017 | ITI897 | High-End | [16 empty] | Tower |  | Managed | 1 | Gold 5122 | 1 | 1 | 3600 | 4 | 2 | 196269 | 6 | Micro / MTA36ASF4G72PZ-2G6D1QG | 16 | Fixed hard disk media | SAS | 2 | Redundancy | 800 | Microsoft Windows Server 2012 R2 Standard Evaluation | 6.3.9600 | Oracle Corporation | 1.8.0_144-b01 | Intel_Win_HS18_5 | 4.524 | 6.7181 | 6.0688 | 3.0682 | 3.4317 | 3.4317 |  | 3.9205 | 64.1288 | 111.878 | 18.1519 | 0.0067524 | 11423.4946 | 11425.4362 | 1.65 | 233.8564 | 8575.5967 | 1.2385 | 219.1365 | 5705.3236 | 0.82394 | 200.6655 | 2859.717 | 0.41299 | 161.4351 | 148895.3068 | 148852.9578 | 2.5226 | 242.9369 | 111660.8903 | 1.8923 | 228.4039 | 74419.0621 | 1.2612 | 206.6275 | 37202.4447 | 0.63046 | 162.515 | 36463.4099 | 35809.6433 | 2.2456 | 242.3038 | 27352.5674 | 1.7153 | 226.4323 | 18242.1306 | 1.144 | 207.3934 | 9114.8998 | 0.57159 | 163.1724 | 15696.3104 | 15696.4219 | 1.0425 | 210.3747 | 11772.3533 | 0.78188 | 202.2696 | 7851.626 | 0.52148 | 189.9898 | 3929.4675 | 0.26098 | 154.8307 | 24934.3051 | 24934.6896 | 1.1938 | 217.5054 | 18709.403 | 0.89574 | 209.1671 | 12468.7273 | 0.59696 | 193.9556 | 6230.1735 | 0.29828 | 155.5803 | 1794.8466 | 1794.4677 | 1.837 | 217.6128 | 1347.8554 | 1.3798 | 207.2673 | 895.3015 | 0.91652 | 193.7297 | 450.7797 | 0.46146 | 173.8802 | 594572.7221 | 595376.17 | 1.6813 | 234.943 | 521002.5159 | 1.4713 | 227.7694 | 447699.1741 | 1.2643 | 219.6217 | 373508.7844 | 1.0548 | 211.2086 | 298486.0186 | 0.84291 | 202.0118 | 224263.2873 | 0.63331 | 192.7553 | 149665.9099 | 0.42265 | 181.4308 | 73589.7893 | 0.20781 | 158.022 | 4753.2085 | 4774.8251 | 14.1075 | 157.4986 | 2369.6482 | 7.0013 | 152.4907 | 3249.779 | 3248.0324 | 23.7794 | 149.8936 | 1621.5102 | 11.8714 | 150.4631 | 53.9205 | 4.6806 | 257.2465 | 54.0535 | 4.6921 | 259.1078 | 2027601.4153 | 13.6912 | 245.6324 | 2027601.4153 | 13.6912 | 64 | 141.8205 | [5 empty] | 1 | 1 | 0 | [22 empty] | 1 | [5 empty] | stp
ITI | stp | 953 | 2017 | ITI898 | Low-End | [16 empty] | Tower |  | Managed | 1 | Bronze 3104 | 1 | 1 | 1696 | 6 | 1 | 7853 | 1 | SAMSUNG / M393A1K43BB1-CTD7Q | 2 | Fixed hard disk media | SATA | 1 | ATX | 550 | Microsoft Windows Server 2012 R2 Standard Evaluation | 6.3.9600 | Oracle Corporation | 1.8.0_144-b01 | Intel_Win_HS18_5 | 8.3278 | 9.2609 | 9.7241 | 4.5558 | 5.0137 | 5.0137 |  | 7.1929 | 12.1852 | 18.1446 | 10.8355 | 55.7386 | 7167.7416 | 7156.7807 | 1.0336 | 75.5552 | 5385.7039 | 0.77779 | 72.0315 | 3574.2234 | 0.51618 | 68.826 | 1790.2656 | 0.25854 | 59.5498 | 66964.9338 | 66902.5247 | 1.1338 | 74.9278 | 50265.2209 | 0.85184 | 71.6158 | 33491.9529 | 0.56758 | 68.3314 | 16746.3018 | 0.2838 | 57.6815 | 18577.0316 | 18611.8145 | 1.1671 | 69.5995 | 13938.6654 | 0.87409 | 70.3225 | 9295.581 | 0.58292 | 67.7056 | 4643.504 | 0.29119 | 58.4455 | 8052.2375 | 8037.0749 | 0.53379 | 69.3398 | 6032.4104 | 0.40065 | 67.6151 | 4030.7686 | 0.26771 | 65.8098 | 2010.2731 | 0.13352 | 57.512 | 12534.5487 | 12537.2468 | 0.60024 | 71.5625 | 9391.4836 | 0.44963 | 69.3003 | 6261.0799 | 0.29976 | 66.8368 | 3128.1223 | 0.14976 | 57.8463 | 1021.9624 | 1022.7643 | 1.047 | 70.3033 | 768.6979 | 0.78691 | 68.2542 | 512.9935 | 0.52515 | 65.9944 | 258.5521 | 0.26468 | 61.4467 | 364620.1573 | 364719.7602 | 1.03 | 75.1004 | 317079.8995 | 0.89542 | 73.042 | 273744.2705 | 0.77304 | 71.4767 | 227993.284 | 0.64384 | 69.4852 | 182342.2916 | 0.51493 | 67.4787 | 136941.0231 | 0.38672 | 65.3055 | 92065.8866 | 0.25999 | 62.6094 | 46123.7625 | 0.13025 | 57.4727 | 306.2441 | 310.6351 | 0.91779 | 53.644 | 152.1082 | 0.44941 | 51.7848 | 180.2716 | 180.1714 | 1.3191 | 51.743 | 89.756 | 0.65712 | 50.8822 | 9.1768 | 0.7966 | 73.2939 | 9.1169 | 0.7914 | 73.2605 | 172156.9207 | 1.1625 | 76.4279 | 2027601.4153 | 13.6912 | 245.6324 | 49.9026 | [5 empty] | 1 | 0 | 0 | [22 empty] | 1 | [5 empty] | stp
ITI | stp | 954 | 2017 | ITI899 | Minimum Power | [16 empty] | Tower |  | Managed | 1 | Silver 4108 | 1 | 1 | 1800 | 8 | 2 | 16045 | 2 | SAMSUNG / M393A1K43BB1-CTD7Q | 2 | Fixed hard disk media | SATA | 1 | ATX | 550 | Microsoft Windows Server 2012 R2 Standard Evaluation | 6.3.9600 | Oracle Corporation | 1.8.0_144-b01 | Intel_Win_HS18_5 | 12.7729 | 16.0035 | 16.6219 | 8.7945 | 9.9635 | 9.9635 |  | 9.5674 | 12.054 | 18.0648 | 18.1309 | 10.4051 | 13396.8502 | 13395.3065 | 1.9345 | 96.6547 | 10054.7341 | 1.4521 | 89.8074 | 6692.5672 | 0.96652 | 81.9612 | 3339.3258 | 0.48225 | 69.1432 | 138105.2054 | 138064.9303 | 2.3398 | 96.82 | 103578.7177 | 1.7553 | 89.3625 | 69030.019 | 1.1698 | 79.6735 | 34549.736 | 0.58551 | 62.2155 | 39080.4094 | 39026.0738 | 2.4473 | 94.9547 | 29304.1529 | 1.8377 | 88.3467 | 19532.792 | 1.2249 | 82.0596 | 9783.0863 | 0.61349 | 64.313 | 18332.692 | 18335.5085 | 1.2178 | 85.1854 | 13730.9435 | 0.91196 | 81.3001 | 9161.7717 | 0.60849 | 76.0764 | 4592.9448 | 0.30505 | 65.4069 | 29697.7074 | 29689.7164 | 1.4214 | 88.4726 | 22292.1394 | 1.0673 | 84.585 | 14855.8131 | 0.71124 | 78.4631 | 7415.729 | 0.35504 | 66.2028 | 2095.7088 | 2097.7175 | 2.1474 | 88.4712 | 1573.0167 | 1.6103 | 83.3377 | 1048.257 | 1.0731 | 76.9734 | 524.4316 | 0.53686 | 68.8369 | 571764.4959 | 572286.1489 | 1.6161 | 95.1014 | 499503.6305 | 1.4106 | 90.0715 | 428575.1262 | 1.2103 | 86.0415 | 358855.991 | 1.0134 | 82.3597 | 284807.8014 | 0.80429 | 78.5307 | 213713.5652 | 0.60352 | 75.0057 | 144453.1376 | 0.40793 | 70.5781 | 71456.0841 | 0.20179 | 63.0608 | 307.402 | 302.8125 | 0.89468 | 53.5867 | 152.7542 | 0.45132 | 51.8598 | 180.0956 | 179.7263 | 1.3158 | 51.6642 | 89.0996 | 0.65231 | 50.909 | 18.6575 | 1.6196 | 89.5365 | 18.804 | 1.6323 | 89.8178 | 669281.5812 | 4.5193 | 100.975 | 117254.6347 | 0.79175 | 76.0923 | 49.9148 | [5 empty] | 1 | 0 | 0 | [22 empty] | 1 | [5 empty] | stp
ITI | stp | 955 | 2017 | ITI900 | Typical | [16 empty] | Tower |  | Managed | 1 | Silver 4110 | 1 | 1 | 2100 | 8 | 2 | 32429 | 2 | SAMSUNG / M393A2K40BB2-CTD7Q | 4 | Fixed hard disk media | SATA | 1 | ATX | 550 | Microsoft Windows Server 2012 R2 Standard Evaluation | 6.3.9600 | Oracle Corporation | 1.8.0_144-b01 | Intel_Win_HS18_5 | 9.9958 | 11.7587 | 13.342 | 7.0747 | 8.0792 | 8.0792 |  | 7.4004 | 22.7885 | 30.3404 | 13.5862 | 26.063 | 15007.5115 | 15008.7429 | 2.1675 | 136.582 | 11250.8718 | 1.6248 | 127.7664 | 7512.9077 | 1.085 | 117.8269 | 3758.2444 | 0.54275 | 101.0328 | 144702.7778 | 144780.7865 | 2.4536 | 136.5429 | 108556.9082 | 1.8397 | 125.893 | 72315.2103 | 1.2255 | 112.1049 | 36171.1354 | 0.61299 | 92.0403 | 45211.8571 | 45415.1796 | 2.848 | 134.672 | 33912.387 | 2.1266 | 126.1648 | 22602.3476 | 1.4174 | 116.745 | 11296.5823 | 0.7084 | 96.7529 | 20999.2166 | 20983.9209 | 1.3937 | 121.4086 | 15760.2665 | 1.0467 | 115.2789 | 10494.1516 | 0.69698 | 109.4147 | 5258.5663 | 0.34925 | 92.5663 | 34055.2429 | 34052.728 | 1.6303 | 124.0847 | 25535.3027 | 1.2225 | 119.4454 | 17021.7383 | 0.81494 | 111.2696 | 8508.7894 | 0.40737 | 94.1708 | 2395.4334 | 2395.777 | 2.4526 | 124.0641 | 1797.9009 | 1.8405 | 115.8743 | 1197.3224 | 1.2257 | 108.3363 | 598.8275 | 0.61302 | 97.2426 | 612408.101 | 614190.1151 | 1.7344 | 130.3428 | 535744.6229 | 1.5129 | 123.79 | 458899.0843 | 1.2959 | 118.4016 | 382314.5887 | 1.0796 | 113.3339 | 307228.8137 | 0.8676 | 108.4752 | 229850.4863 | 0.64909 | 103.593 | 152474.6087 | 0.43058 | 97.8361 | 76121.872 | 0.21497 | 89.3673 | 916.2029 | 926.5772 | 2.7376 | 88.3661 | 456.8046 | 1.3497 | 80.5154 | 488.6859 | 490.2515 | 3.5892 | 85.4717 | 241.1878 | 1.7658 | 80.551 | 19.3982 | 1.6839 | 123.8602 | 19.4458 | 1.688 | 124.3231 | 1070984.171 | 7.2317 | 138.7958 | 387278.8892 | 2.6151 | 100.3364 | 74.2943 | [5 empty] | 1 | 0 | 0 | [22 empty] | 1 | [5 empty] | stp
ITI | rpq | 998 | 2017 | ITI800 | High-End | [16 empty] | Blade |  | Managed | 2 | Platinum 8180 | 2 | 2 | 2500 | 28 | 2 | 1047234 | 16 | SAMSUNG / M386A8K40BM2-CTD6Q | 2 | Fixed hard disk media | SAS | 2 | Redundancy | 1600 | Microsoft Windows Server 2012 R2 Datacenter Evaluation | 6.3.9600 | Oracle Corporation | 1.8.0_144-b01 | Intel_Win_HS18_5 | 11.3586 | 14.0112 | 17.5019 | 9.4203 | 10.2598 | 10.2598 |  | 8.507 | 78.4354 | 498.2342 | 11.7237 | 324.4303 | 187996.0203 | 182894.2269 | 26.413 | 1582.7397 | 140968.3616 | 20.3582 | 1541.7645 | 94002.7444 | 13.5756 | 1381.9636 | 46989.0921 | 6.786 | 882.4744 | 1839836.0168 | 1839985.2075 | 31.1819 | 1630.3314 | 1379985.8444 | 23.3864 | 1582.1909 | 919680.4719 | 15.5857 | 1304.9 | 459922.2617 | 7.7942 | 682.881 | 597430.6368 | 593040.6581 | 37.1894 | 1432.5926 | 448074.8337 | 28.0986 | 1435.2091 | 298764.8595 | 18.7354 | 1319.6818 | 149391.7149 | 9.3683 | 720.4107 | 306584.947 | 305583.826 | 20.2958 | 1433.338 | 229958.3468 | 15.273 | 1433.2124 | 153258.1141 | 10.1788 | 1237.6959 | 76640.5527 | 5.0902 | 802.1025 | 466985.831 | 467186.3164 | 22.3672 | 1460.7884 | 350257.5609 | 16.7691 | 1448.3017 | 233469.9251 | 11.1777 | 1275.7479 | 116779.459 | 5.591 | 783.7818 | 32998.6855 | 32844.4731 | 33.6228 | 1439.6025 | 24747.8745 | 25.3344 | 1424.1562 | 16503.9277 | 16.895 | 1276.8446 | 8256.9148 | 8.4526 | 872.5273 | 7822317.2194 | 7771586.99 | 21.9467 | 1548.1527 | 6852919.4789 | 19.3524 | 1505.19 | 5868237.9059 | 16.5717 | 1474.8747 | 4887204.4295 | 13.8013 | 1441.3851 | 3908330.6435 | 11.037 | 1333.9332 | 2934392.0197 | 8.2866 | 1119.488 | 1956376.4913 | 5.5247 | 906.9975 | 979221.0441 | 2.7653 | 737.4942 | 17529.889 | 17873.571 | 52.8085 | 482.1058 | 8760.1682 | 25.8824 | 460.8322 | 46172.3001 | 46339.1948 | 339.2576 | 487.3479 | 23082.5865 | 168.9918 | 473.9025 | 253.5588 | 22.0103 | 1682.8596 | 197.0216 | 17.1026 | 1627.4605 | 73659956.8994 | 497.3825 | 1526.0818 | 73592662.7489 | 496.9281 | 1531.6942 | 304.3016 | [5 empty] | 4 | 2 | 0 | [14 empty] | 0 | 2017 |  | #REF! | #REF! | #REF! | #REF! |  | 2 | [5 empty] | rpq
ITI | rpq | 999 | 2017 | ITI801 | Low-End | [16 empty] | Blade |  | Managed | 2 | Gold 5122 | 2 | 2 | 3600 | 4 | 2 | 47810 | 6 | hynix / HMA81GR7AFR8N-VK | 2 | Fixed hard disk media | SAS | 2 | Redundancy | 1600 | Microsoft Windows Server 2012 R2 Standard | 6.3.9600 | Oracle Corporation | 1.8.0_144-b01 | Intel_Win_HS18_5 | 5.9121 | 8.6161 | 7.3544 | 4.2831 | 4.935 | 4.935 |  | 5.4386 | 8.8623 | 11.5868 | 14.1256 | 28.1089 | 43870.9786 | 43880.7058 | 6.3371 | 857.2496 | 32919.3337 | 4.7541 | 706.0372 | 21944.01 | 3.1691 | 573.3256 | 10976.694 | 1.5852 | 357.0157 | 541372.7232 | 541230.9197 | 9.1721 | 809.5058 | 405997.4599 | 6.8804 | 732.4455 | 270607.2757 | 4.5859 | 577.8826 | 135394.827 | 2.2945 | 351.6612 | 142883.9822 | 137389.5973 | 8.6157 | 926.7727 | 107201.9842 | 6.7226 | 856.9025 | 71415.3243 | 4.4784 | 651.2793 | 35710.6322 | 2.2394 | 383.895 | 62377.4109 | 62394.5241 | 4.144 | 690.257 | 46745.3028 | 3.1047 | 638.1636 | 31184.6779 | 2.0712 | 532.8537 | 15595.7311 | 1.0358 | 349.4132 | 104071.9795 | 104079.0068 | 4.9829 | 731.4025 | 78080.1187 | 3.7382 | 687.0628 | 52022.6329 | 2.4907 | 555.2033 | 26010.3087 | 1.2453 | 349.1322 | 7314.9602 | 7300.15 | 7.4732 | 782.2818 | 5499.3832 | 5.6297 | 709.0669 | 3656.9633 | 3.7436 | 562.5826 | 1835.0898 | 1.8786 | 387.319 | 2451612.2167 | 2457035.0151 | 6.9386 | 855.9079 | 2142210.5896 | 6.0495 | 775.7349 | 1837676.6781 | 5.1895 | 708.3797 | 1531401.7654 | 4.3246 | 649.8444 | 1224250.9241 | 3.4572 | 590.4672 | 920630.1634 | 2.5998 | 543.1705 | 612352.1624 | 1.7293 | 480.1647 | 307601.3317 | 0.86865 | 353.0299 | 1035.896 | 1037.5381 | 3.0655 | 250.2975 | 516.8557 | 1.5271 | 238.1273 | 534.9317 | 535.4496 | 3.9201 | 241.9851 | 265.2798 | 1.9422 | 234.3512 | 106.5898 | 9.2526 | 650.3944 | 105.7132 | 9.1765 | 654.2556 | 3878742.6746 | 26.1909 | 788.6545 | 4008679.7179 | 27.0683 | 962.9769 | 220.4051 | [5 empty] | 0 | 4 | 0 | [14 empty] | 0 | 2017 |  | #REF! | #REF! | #REF! | #REF! |  | 2 | [5 empty] | rpq
ITI | rpq | 1000 | 2017 | ITI802 | Minimum Power | [16 empty] | Blade |  | Managed | 2 | Silver 4109T | 2 | 2 | 2000 | 8 | 2 | 65218 | 4 | hynix / HMA82GR7AFR8N-VK | 1 | Fixed hard disk media | SAS | 2 | Redundancy | 1600 | Microsoft Windows Server 2012 R2 Standard | 6.3.9600 | Oracle Corporation | 1.8.0_144-b01 | Intel_Win_HS18_5 | 10.4549 | 14.1488 | 13.5149 | 7.3189 | 8.3985 | 8.3985 |  | 9.1838 | 37.9423 | 544.5019 | 16.3806 | 69.3537 | 55998.8215 | 56071.3943 | 8.0977 | 509.4793 | 41980.8149 | 6.0627 | 475.7223 | 28003.6337 | 4.0442 | 416.1769 | 14010.2461 | 2.0233 | 333.3345 | 639722.0938 | 640062.7297 | 10.847 | 528.376 | 479843.8336 | 8.1318 | 461.8992 | 319819.3813 | 5.4199 | 414.5124 | 159905.1385 | 2.7099 | 319.5512 | 163508.3531 | 162926.5297 | 10.2171 | 513.3314 | 122610.1037 | 7.6888 | 460.6273 | 81733.0105 | 5.1254 | 408.2157 | 40879.8804 | 2.5636 | 320.5341 | 77496.233 | 77581.4679 | 5.1527 | 450.8727 | 58142.7254 | 3.8616 | 411.9926 | 38732.6538 | 2.5725 | 389.9083 | 19410.1018 | 1.2891 | 317.5157 | 127461.7991 | 127527.8109 | 6.1056 | 470.3636 | 95620.8842 | 4.578 | 434.3405 | 63713.9169 | 3.0504 | 399.4017 | 31884.3262 | 1.5265 | 320.6121 | 8953.603 | 8958.455 | 9.1708 | 478.8198 | 6711.9253 | 6.871 | 435.2612 | 4470.0116 | 4.5759 | 391.6719 | 2241.3528 | 2.2945 | 353.9242 | 2936675.5143 | 2938049.688 | 8.2969 | 532.617 | 2573804.0576 | 7.2683 | 490.9681 | 2206521.6398 | 6.2311 | 468.7228 | 1836683.9909 | 5.1867 | 439.9266 | 1469295.2118 | 4.1492 | 413.5863 | 1104563.3428 | 3.1192 | 391.5618 | 735212.872 | 2.0762 | 367.949 | 366538.9649 | 1.0351 | 333.42 | 5110.8438 | 5134.7113 | 15.1708 | 289.4607 | 2551.6506 | 7.539 | 274.4636 | 30452.288 | 30556.0205 | 223.7061 | 292.907 | 15247.5589 | 111.6301 | 287.5615 | 85.0481 | 7.3826 | 451.2881 | 86.4699 | 7.5061 | 457.6286 | 5865060.535 | 39.6033 | 595.6033 | 5709600.0764 | 38.5536 | 555.8983 | 240.3585 | [5 empty] | 0 | 4 | 0 | [14 empty] | 0 | 2017 |  | #REF! | #REF! | #REF! | #REF! |  | 2 | [5 empty] | rpq
ITI | rpq | 1001 | 2017 | ITI803 | Typical | [16 empty] | Blade |  | Managed | 2 | Gold 6138 | 2 | 2 | 2000 | 20 | 2 | 261826 | 8 | hynix / HMA84GR7AFR4N-VK | 2 | Fixed hard disk media | SAS | 2 | Redundancy | 1600 | Microsoft Windows Server 2012 R2 Standard | 6.3.9600 | Oracle Corporation | 1.8.0_144-b01 | Intel_Win_HS18_5 | 10.9209 | 12.7598 | 16.1952 | 9.0879 | 9.9508 | 9.9508 |  | 8.7662 | 67.8214 | 506.1229 | 13.268 | 157.6526 | 131783.7189 | 132428.4815 | 19.1249 | 1119.7967 | 98836.1789 | 14.2736 | 1106.6314 | 65908.1987 | 9.5183 | 1024.0512 | 32976.3067 | 4.7623 | 685.5165 | 1235870.3162 | 1235335.1444 | 20.935 | 1146.6463 | 926743.3798 | 15.7054 | 1107.9777 | 617850.3802 | 10.4706 | 988.9388 | 308892.8668 | 5.2348 | 541.1008 | 417274.7882 | 416064.2405 | 26.0912 | 1052.7992 | 312990.085 | 19.6275 | 1056.7033 | 208682.0863 | 13.0864 | 993.2446 | 104290.6533 | 6.54 | 576.5769 | 223369.2499 | 223806.5829 | 14.8644 | 1056.0942 | 167562.6045 | 11.1289 | 1025.238 | 111665.9267 | 7.4164 | 964.295 | 55854.1366 | 3.7096 | 639.0463 | 347370.3415 | 347216.0206 | 16.6235 | 1064.0793 | 260498.6123 | 12.4718 | 1055.2769 | 173728.2042 | 8.3175 | 982.3347 | 86850.0874 | 4.1581 | 662.995 | 24172.1521 | 24187.832 | 24.7611 | 1053.2901 | 18105.7343 | 18.5348 | 1035.5421 | 12070.8833 | 12.3569 | 977.5826 | 6046.0496 | 6.1893 | 763.7818 | 6165325.011 | 6254213.1032 | 17.6617 | 1139.8402 | 5394936.3141 | 15.2351 | 1119.1344 | 4622236.565 | 13.053 | 1092.1353 | 3851468.2939 | 10.8764 | 1057.427 | 3084605.5565 | 8.7108 | 1008.1199 | 2307323.137 | 6.5158 | 909.3548 | 1537343.5233 | 4.3414 | 757.6946 | 769902.4554 | 2.1742 | 573.5195 | 10876.4128 | 11159.6267 | 32.9718 | 347.5174 | 5446.5679 | 16.0922 | 331.9314 | 34165.5643 | 33526.6961 | 245.455 | 349.4661 | 17084.3942 | 125.0779 | 342.9537 | 171.4614 | 14.8838 | 1126.5308 | 175.8189 | 15.2621 | 1145.45 | 27330654.2965 | 184.5479 | 1106.862 | 26071795.4367 | 176.0475 | 1116.6802 | 244.5785 | [5 empty] | 0 | 4 | 0 | [14 empty] | 0 | 2017 |  | #REF! | #REF! | #REF! | #REF! |  | 2 | [5 empty] | rpq
ITI | SPb | 361 | 2017 | ITI889 | High-End | [16 empty] | Rack |  | Managed | 1 | E3-1280 v6 | 1 | 1 | 3900 | 4 | 2 | 32000 | 4 | Kingston DDR4 2400 kvr24e17s8/8 | 2 | Fixed hard disk media | SATA | 2 | 1 |  | Microsoft Corporation Microsoft Windows Server 2012 R2 Standard |  | Oracle Corporation | jre-7u25 | Intel_Win_HS17_1n | 10.6621 | 1.8078 | 8.1273 | 8.5586 | 9.0703 | 13.5647 |  | 17.9882 | 37.3348 | 8.864 | 17.6349 | 34.8931 | 11349.9903 | 11483.5463 | 1.6584 | 118.8681 | 8517.2429 | 1.23 | 90.571 | 5676.361 | 0.81976 | 74.2974 | 2850.2232 | 0.41162 | 66.5887 | 16493.7915 | 16497.1588 | 0.27957 | 119.7868 | 12363.2216 | 0.20952 | 91.7065 | 8266.7516 | 0.14009 | 74.0861 | 4122.9033 | 0.06987 | 65.9616 | 20505.8997 | 20527.5547 | 1.2873 | 125.9106 | 15378.1921 | 0.96436 | 94.4006 | 10242.535 | 0.64231 | 75.0352 | 5149.2477 | 0.32291 | 66.1681 | 18266.6914 | 18269.4827 | 1.2134 | 100.2174 | 13675.5139 | 0.90828 | 84.23 | 9167.5391 | 0.60888 | 69.9239 | 4566.4703 | 0.30329 | 64.2613 | 28246.1734 | 28253.4368 | 1.3527 | 109.2735 | 21182.2304 | 1.0141 | 89.8261 | 14122.6521 | 0.67614 | 72.239 | 7041.4789 | 0.33712 | 65.1545 | 1975.9911 | 1976.4745 | 2.0233 | 110.4619 | 1478.6716 | 1.5137 | 88.5977 | 984.8434 | 1.0082 | 72.1584 | 491.6589 | 0.50331 | 65.0006 | 530567.1531 | 529467.2434 | 1.4952 | 112.6728 | 464735.0461 | 1.3124 | 99.2983 | 397873.8797 | 1.1236 | 87.2355 | 331153.2809 | 0.93516 | 78.5536 | 264820.6782 | 0.74784 | 72.4957 | 201307.0552 | 0.56848 | 68.9724 | 132155.33 | 0.3732 | 66.1459 | 65977.0399 | 0.18632 | 63.0693 | 513.2815 | 511.8856 | 1.5124 | 60.1407 | 256.7696 | 0.75864 | 58.9603 | 427.7899 | 429.3327 | 3.1432 | 59.2978 | 210.6509 | 1.5422 | 58.648 | 19.4669 | 1.6898 | 95.612 | 19.4433 | 1.6878 | 95.9192 | 337309.4727 | 2.2777 | 124.1919 | 645858.7749 | 4.3611 | 124.9848 | 59.6054 | [5 empty] | 2 | [16 empty] | 0 | 2017 |  | #REF! | #REF! | #REF! | #REF! |  | 1 | [5 empty] | SPb
ITI | SPb | 362 | 2017 | ITI890 | Typical | [16 empty] | Rack |  | Managed | 1 | E3-1270 v6 | 1 | 1 | 3800 | 4 | 2 | 16000 | 2 | Kingston DDR4 2400 kvr24e17s8/8 | 2 | Fixed hard disk media | SATA | 2 | 1 |  | Microsoft Corporation Microsoft Windows Server 2012 R2 Standard |  | Oracle Corporation | jre-7u25 | Intel_Win_HS17_1n | 10.5923 | 1.8449 | 8.2841 | 8.756 | 9.2956 | 14.1331 |  | 18.123 | 37.8694 | 8.887 | 17.362 | 24.4855 | 10891.9833 | 10980.6065 | 1.5858 | 117.1994 | 8173.1666 | 1.1803 | 87.0197 | 5440.993 | 0.78577 | 70.7394 | 2738.501 | 0.39549 | 64.0481 | 16562.1768 | 16562.8862 | 0.28069 | 120.8542 | 12436.8315 | 0.21077 | 90.9084 | 8296.8607 | 0.14061 | 71.6739 | 4132.5039 | 0.070033 | 63.8542 | 20608.3807 | 20619.7039 | 1.2931 | 127.591 | 15467.374 | 0.96995 | 93.2658 | 10272.4182 | 0.64418 | 72.8194 | 5164.5476 | 0.32387 | 64.1161 | 18277.2923 | 18276.036 | 1.2138 | 99.4594 | 13707.8852 | 0.91043 | 82.3606 | 9125.9205 | 0.60611 | 67.7365 | 4572.6039 | 0.3037 | 62.3723 | 28183.9002 | 28186.5338 | 1.3495 | 109.809 | 21155.7896 | 1.0129 | 87.8516 | 14086.7256 | 0.67442 | 69.8461 | 7024.325 | 0.3363 | 61.6232 | 1974.7833 | 1973.7013 | 2.0205 | 109.83 | 1480.6731 | 1.5158 | 86.1119 | 983.9177 | 1.0072 | 68.15 | 500.1456 | 0.512 | 61.4165 | 497612.8379 | 498516.7524 | 1.4078 | 104.7901 | 434695.3037 | 1.2276 | 91.7129 | 374181.4714 | 1.0567 | 81.2552 | 310896.5084 | 0.87796 | 73.5102 | 247386.5758 | 0.69861 | 68.3844 | 184683.0256 | 0.52154 | 64.8768 | 124190.9341 | 0.35071 | 62.2676 | 63454.9204 | 0.17919 | 59.499 | 515.1412 | 505.2341 | 1.4927 | 59.397 | 258.0552 | 0.76244 | 58.34 | 424.8337 | 428.1674 | 3.1347 | 58.6657 | 212.9365 | 1.5589 | 58.0851 | 18.1242 | 1.5733 | 90.9222 | 18.2652 | 1.5855 | 91.0143 | 349952.866 | 2.363 | 129.6197 | 459786.8951 | 3.1047 | 126.7965 | 57.0034 | [5 empty] | 2 | [16 empty] | 0 | 2017 |  | #REF! | #REF! | #REF! | #REF! |  | 1 | [5 empty] | SPb
ITI | SPb | 363 | 2017 | ITI891 | Low-End | [16 empty] | Rack |  | Managed | 1 | E3-1240 v6 | 1 | 1 | 3700 | 4 | 2 | 16000 | 2 | Kingston DDR4 2400 kvr24e17s8/8 | 2 | Fixed hard disk media | SATA | 2 | 1 |  | Microsoft Corporation Microsoft Windows Server 2012 R2 Standard |  | Oracle Corporation | jre-7u25 | Intel_Win_HS17_1n | 10.5356 | 1.8339 | 8.2328 | 8.7221 | 9.357 | 13.8443 |  | 18.3401 | 37.6961 | 8.7235 | 17.4792 | 24.9554 | 10536.8156 | 10703.4743 | 1.5458 | 111.7632 | 7904.1355 | 1.1415 | 84.2397 | 5270.8276 | 0.7612 | 69.7665 | 2632.5171 | 0.38018 | 63.0971 | 16077.7788 | 16079.036 | 0.27249 | 115.6745 | 12041.6957 | 0.20407 | 88.4994 | 8023.8651 | 0.13598 | 70.8713 | 4028.3029 | 0.068267 | 62.8948 | 20107.5869 | 20093.2493 | 1.26 | 123.5855 | 15083.7888 | 0.9459 | 91.8939 | 10055.5238 | 0.63058 | 72.1916 | 5036.7635 | 0.31585 | 63.0265 | 17820.3831 | 17814.0871 | 1.1831 | 94.9019 | 13366.1565 | 0.88773 | 80.599 | 8871.0153 | 0.58918 | 67.1555 | 4438.5839 | 0.29479 | 61.3645 | 27741.7694 | 27747.2271 | 1.3284 | 102.9058 | 20809.4503 | 0.99628 | 86.1687 | 13862.242 | 0.66368 | 69.2829 | 6958.6135 | 0.33315 | 62.1384 | 1923.2467 | 1920.6982 | 1.9662 | 104.7274 | 1456.7076 | 1.4912 | 86.6274 | 961.974 | 0.98477 | 69.3548 | 486.036 | 0.49755 | 62.1555 | 500404.7065 | 499875.5826 | 1.4116 | 109.0988 | 435549.5907 | 1.23 | 94.3174 | 375879.4524 | 1.0615 | 83.3804 | 312018.007 | 0.88113 | 75.1293 | 250773.2516 | 0.70817 | 69.8694 | 186202.1958 | 0.52583 | 65.9054 | 124099.5542 | 0.35045 | 62.9398 | 63114.2913 | 0.17823 | 60.2889 | 517.8791 | 509.1457 | 1.5043 | 59.1079 | 260.0389 | 0.7683 | 58.1325 | 424.4799 | 428.7381 | 3.1389 | 58.4639 | 209.3171 | 1.5324 | 57.8998 | 18.0849 | 1.5699 | 89.8973 | 18.1567 | 1.5761 | 90.0864 | 340970.6798 | 2.3024 | 120.3584 | 449248.7565 | 3.0335 | 121.5574 | 59.0659 | [5 empty] | 2 | [16 empty] | 0 | 2017 |  | #REF! | #REF! | #REF! | #REF! |  | 1 | [5 empty] | SPb
ITI | sza | 956 | 2017 | ITI901 | High-End | [16 empty] | Rack |  | Managed | 1 | Silver 4116 | 2 | 2 | 2100 | 12 | 2 | 196608 | 12 | HPE 16GB 2Rx4 PC4-2666V-RB2-11-DB1 | 2 | HDD | SATA | 2 | Standard | 800 | Microsoft Windows Server 2012 R2 Standard | 6.3.9600 | Oracle Corporation | 1.7.0_79-b15 | Intel_Win_HS17_1n | 14.0749 | 15.0614 | 18.7976 | 11.0327 | 11.7951 | 11.7951 |  | 11.8948 | 8.6167 | 22.1345 | 22.2163 | 26.1971 | 44510.069 | 44456.1083 | 6.4202 | 305.761 | 33373.4106 | 4.8197 | 275.7685 | 22275.7619 | 3.217 | 245.1794 | 11131.1084 | 1.6075 | 197.2361 | 417050.6792 | 417081.8799 | 7.0682 | 328.626 | 312760.6472 | 5.3003 | 299.6302 | 208561.5054 | 3.5345 | 255.7806 | 104226.9818 | 1.7663 | 180.4603 | 132114.0611 | 131362.1245 | 8.2377 | 293.3224 | 99056.3905 | 6.2118 | 283.3334 | 66082.3377 | 4.144 | 238.7932 | 33046.1252 | 2.0723 | 177.346 | 65869.9148 | 65869.1798 | 4.3748 | 247.2817 | 49396.2725 | 3.2807 | 237.1615 | 32969.4915 | 2.1897 | 216.2563 | 16479.2944 | 1.0945 | 183.0606 | 102139.3881 | 102180.6081 | 4.8921 | 265.9163 | 76610.9087 | 3.6679 | 250.8125 | 51104.8846 | 2.4467 | 228.3267 | 25546.3636 | 1.2231 | 182.1729 | 7035.6453 | 7045.9154 | 7.2129 | 265.2269 | 5282.9268 | 5.4081 | 258.9573 | 3516.0838 | 3.5994 | 222.763 | 1758.6214 | 1.8003 | 202.5024 | 2223190.322 | 2225834.062 | 6.2857 | 315.5587 | 1941742.364 | 5.4834 | 286.9942 | 1668057.009 | 4.7105 | 269.8101 | 1390935.491 | 3.9279 | 259.1969 | 1113089.175 | 3.1433 | 246.8902 | 833703.5357 | 2.3543 | 230.6238 | 551918.995 | 1.5586 | 210.5222 | 277036.644 | 0.78234 | 189.1548 | 503.307 | 507.8545 | 1.5005 | 131.1279 | 251.2435 | 0.74231 | 114.404 | 521.2934 | 522.4442 | 3.8249 | 126.48 | 260.1908 | 1.9049 | 117.5793 | 84.2573 | 7.314 | 316.3345 | 72.5406 | 6.2969 | 294.9802 | 6528056.2718 | 44.0801 | 308.4605 | 534385.7534 | 3.6084 | 137.7403 | 110.9129 | [5 empty] | 2 | 0 | 0 | [14 empty] | 0 | 2017 |  | #REF! | #REF! | #REF! | #REF! |  | 2 | [5 empty] | sza
ITI | sza | 957 | 2017 | ITI902 | Low-End | [16 empty] | Rack |  | Managed | 1 | Bronze 3104 | 2 | 2 | 1700 | 6 | 1 | 32768 | 2 | HPE 16GB 2Rx4 PC4-2666V-RB2-11-DB1 | 1 | HDD | SATA | 2 | Standard | 800 | Microsoft Windows Server 2012 R2 Standard | 6.3.9600 | Oracle Corporation | 1.7.0_79-b15 | Intel_Win_HS17_1n | 6.8063 | 6.1118 | 8.4064 | 4.2878 | 4.5217 | 4.5217 |  | 6.5137 | 4.6248 | 12.6908 | 11.3192 | 142.4351 | 13160.5402 | 13161.6865 | 1.9008 | 165.6437 | 9865.9761 | 1.4248 | 163.051 | 6575.3963 | 0.9496 | 160.2466 | 3297.774 | 0.47625 | 131.8682 | 101051.7647 | 101101.3575 | 1.7133 | 168.5944 | 75777.0186 | 1.2842 | 170.7371 | 50530.0371 | 0.85632 | 160.723 | 25237.409 | 0.42769 | 124.8324 | 36279.6903 | 35592.7974 | 2.232 | 157.4994 | 27213.9109 | 1.7066 | 160.3145 | 18139.8179 | 1.1375 | 156.6199 | 9057.7925 | 0.56801 | 124.6227 | 17133.9014 | 17131.3779 | 1.1378 | 154.1636 | 12838.3348 | 0.85268 | 154.8235 | 8562.8841 | 0.56872 | 151.32 | 4276.7893 | 0.28405 | 128.3803 | 25421.2843 | 25432.4223 | 1.2176 | 155.4502 | 19063.6037 | 0.9127 | 154.8259 | 12706.0951 | 0.60832 | 158.5666 | 6357.0825 | 0.30435 | 128.975 | 2129.0071 | 2134.2383 | 2.1848 | 157.4274 | 1596.4001 | 1.6342 | 162.0925 | 1059.7663 | 1.0849 | 147.2817 | 534.3064 | 0.54697 | 142.0092 | 766475.1659 | 767684.1841 | 2.1679 | 176.197 | 672763.8443 | 1.8999 | 169.1962 | 576810.7367 | 1.6289 | 163.1768 | 479060.3418 | 1.3528 | 157.0868 | 384442.4055 | 1.0857 | 151.2593 | 286606.5931 | 0.80937 | 151.6951 | 190481.8487 | 0.53791 | 148.6792 | 95618.8876 | 0.27002 | 137.118 | 246.6176 | 242.3076 | 0.71591 | 117.256 | 123.1025 | 0.36371 | 103.8251 | 260.4093 | 260.8852 | 1.91 | 111.6583 | 129.9293 | 0.95124 | 101.0294 | 19.8837 | 1.726 | 151.7831 | 19.9485 | 1.7316 | 153.691 | 807115.3478 | 5.45 | 166.8011 | 6536196.0778 | 44.1351 | 309.8611 | 104.8168 | [5 empty] | 2 | 0 | 0 | [14 empty] | 0 | 2017 |  | #REF! | #REF! | #REF! | #REF! |  | 2 | [5 empty] | sza
ITI | sza | 958 | 2017 | ITI903 | Minimum Power | [16 empty] | Rack |  | Managed | 1 | Silver 4112 | 2 | 2 | 2600 | 4 | 2 | 16384 | 2 | HPE 8GB 1Rx4 PC4-2666V-RD1-11-MA0 | 1 | SSD | SATA | 1 | Standard | 800 | Microsoft Windows Server 2012 R2 Standard | 6.3.9600 | Oracle Corporation | 1.7.0_79-b15 | Intel_Win_HS17_1n | 8.2175 | 6.7746 | 11.6072 | 6.5148 | 6.9929 | 6.9929 |  | 7.1767 | 48.2376 | 518.9909 | 11.0841 | 32.0983 | 16469.3644 | 16460.9919 | 2.3772 | 192.4167 | 12347.9828 | 1.7833 | 170.4693 | 8237.1704 | 1.1896 | 158.0398 | 4109.7979 | 0.59352 | 126.6239 | 104068.2117 | 104069.2357 | 1.7636 | 178.1548 | 78064.3983 | 1.3229 | 161.7365 | 52071.5064 | 0.88245 | 134.0679 | 25998.4563 | 0.44059 | 111.4843 | 55369.6221 | 54009.0403 | 3.3869 | 191.5794 | 41535.6363 | 2.6047 | 172.2595 | 27678.8722 | 1.7357 | 160.9918 | 13842.4829 | 0.86806 | 137.8315 | 26526.0976 | 26531.399 | 1.7621 | 164.9432 | 19915.3417 | 1.3227 | 160.2666 | 13264.0979 | 0.88095 | 160.549 | 6626.1595 | 0.44009 | 118.1926 | 41222.2186 | 41236.8233 | 1.9743 | 187.1583 | 30919.9875 | 1.4803 | 167.0244 | 20620.5715 | 0.98724 | 152.0623 | 10314.0054 | 0.4938 | 125.3432 | 2835.9033 | 2842.7934 | 2.9102 | 172.7912 | 2125.6121 | 2.176 | 163.2107 | 1421.0326 | 1.4547 | 149.9 | 705.9564 | 0.72269 | 133.6299 | 830297.297 | 831406.2174 | 2.3479 | 182.0499 | 727558.8265 | 2.0546 | 173.8745 | 619699.7627 | 1.75 | 163.5711 | 515997.1127 | 1.4572 | 160.2313 | 414514.1349 | 1.1706 | 155.8277 | 311573.0432 | 0.87987 | 150.2012 | 208189.3864 | 0.58792 | 134.7954 | 104003.1085 | 0.2937 | 118.7737 | 2542.3354 | 2551.4813 | 7.5385 | 114.514 | 1273.229 | 3.7618 | 106.4274 | 11906.7946 | 11960.3859 | 87.5641 | 125.8625 | 5953.9356 | 43.5898 | 112.5889 | 19.4781 | 1.6908 | 154.9498 | 19.7103 | 1.711 | 151.966 | 746268.3545 | 5.0391 | 191.6157 | 807146.24 | 5.4502 | 169.7967 | 81.3411 | [5 empty] | 2 | 0 | 0 | [14 empty] | 0 | 2017 |  | #REF! | #REF! | #REF! | #REF! |  | 2 | [5 empty] | sza
ITI | sza | 959 | 2017 | ITI904 | Typical | [16 empty] | Rack |  | Managed | 1 | Silver 4110 | 2 | 2 | 2100 | 8 | 2 | 32768 | 2 | HPE 16GB 2Rx4 PC4-2666V-RB2-11-DB1 | 1 | HDD | SATA | 2 | Standard | 800 | Microsoft Windows Server 2012 R2 Standard | 6.3.9600 | Oracle Corporation | 1.7.0_79-b15 | Intel_Win_HS17_1n | 9.6031 | 6.9674 | 15.4718 | 8.8368 | 9.4527 | 9.4527 |  | 8.1777 | 4.6566 | 11.9685 | 9.0008 | 15.9713 | 23317.5334 | 23338.7106 | 3.3705 | 230.9937 | 17492.6378 | 2.5262 | 209.2746 | 11651.319 | 1.6826 | 199.0012 | 5832.9855 | 0.84238 | 147.5211 | 130013.0215 | 130059.6649 | 2.2041 | 220.7982 | 97540.3712 | 1.653 | 207.4194 | 65006.441 | 1.1017 | 161.4828 | 32535.9123 | 0.55138 | 126.9844 | 88541.4294 | 88069.8158 | 5.5228 | 242.6652 | 66421.3579 | 4.1653 | 215.2225 | 44278.9375 | 2.7767 | 196.4229 | 22156.8927 | 1.3895 | 150.9844 | 43911.6723 | 43912.1117 | 2.9165 | 203.3521 | 32939.8327 | 2.1877 | 200.4821 | 21968.8602 | 1.4591 | 180.7615 | 10982.6744 | 0.72943 | 151.119 | 68090.7414 | 68113.7105 | 3.261 | 212.7871 | 51071.8803 | 2.4451 | 213.1643 | 34025.4624 | 1.629 | 188.2775 | 17018.841 | 0.8148 | 155.2246 | 4700.7667 | 4704.0575 | 4.8155 | 222.7544 | 3510.7529 | 3.594 | 198.6962 | 2349.1224 | 2.4048 | 187.2856 | 1178.6451 | 1.2066 | 162.8983 | 1128297.979 | 1131901.268 | 3.1964 | 228.4978 | 992613.507 | 2.8031 | 211.9572 | 846532.0857 | 2.3906 | 201.666 | 702612.7754 | 1.9842 | 192.0233 | 562984.6159 | 1.5898 | 181.0702 | 424739.235 | 1.1994 | 169.9598 | 282569.409 | 0.79797 | 157.3324 | 140577.196 | 0.39698 | 141.3501 | 247.2615 | 246.7423 | 0.72901 | 115.6437 | 123.6085 | 0.36521 | 106.1727 | 259.4425 | 257.9871 | 1.8888 | 117.4923 | 129.2378 | 0.94617 | 106.184 | 21.8484 | 1.8966 | 221.0974 | 22.0184 | 1.9113 | 202.3752 | 1767585.39 | 11.9355 | 240.4694 | 446812.3927 | 3.0171 | 188.9052 | 113.1674 | [5 empty] | 2 | 0 | 0 | [14 empty] | 0 | 2017 |  | #REF! | #REF! | #REF! | #REF! |  | 2 | [5 empty] | sza
ITI | WP | 616 | 2017 | ITI885 | High-End | [16 empty] | Rack |  | Managed | 1 | Gold 6140 | 2 | 2 | 2300 | 18 | 2 | 192000 | 12 | Samsung m393a2g40eb1 crc0q DDR4 2400 MHZ | 2 | Fixed hard disk media | SATA | 2 | 1 |  | Microsoft Corporation Microsoft Windows Server 2012 R2 Standard |  | Oracle Corporation | jre-8u144-windows-x65 | Intel_Win_HS18_5 | 20.0805 | 26.1769 | 29.4285 | 16.1512 | 17.6952 | 27.3608 |  | 14.0149 | 21.63 | 17.8434 | 24.6949 | 198.7818 | 74445.8503 | 74506.6579 | 10.76 | 442.2 | 55847.7983 | 8.0654 | 342.5387 | 37232.1258 | 5.3769 | 252.829 | 18522.3083 | 2.6749 | 200.4603 | 888887.1256 | 889362.045 | 15.0719 | 469.1774 | 666455.7022 | 11.2943 | 373.3871 | 444430.1186 | 7.5317 | 273.6032 | 222249.0633 | 3.7664 | 214.5635 | 231811.1273 | 232453.2436 | 14.5771 | 410.6839 | 173829.3808 | 10.9008 | 311.1097 | 115879.1363 | 7.2667 | 236.3903 | 57970.735 | 3.6353 | 185.3052 | 117821.8473 | 117813.0271 | 7.8247 | 403.8774 | 88360.9805 | 5.8686 | 360.3097 | 58909.0047 | 3.9125 | 211.2677 | 29491.7755 | 1.9587 | 168.2142 | 190029.0823 | 190036.9932 | 9.0983 | 412.8903 | 142641.1652 | 6.8292 | 398.1032 | 95098.4814 | 4.553 | 227.0323 | 47521.1256 | 2.2751 | 175.9097 | 13347.7108 | 13349.2123 | 13.6656 | 414.1065 | 10010.1913 | 10.2474 | 364.6581 | 6685.8496 | 6.8443 | 223.471 | 3336.1009 | 3.4152 | 173.0806 | 3705810.965 | 3698058.657 | 10.4432 | 453.9959 | 3236448.705 | 9.1396 | 425.0504 | 2780235.505 | 7.8513 | 347.9124 | 2312813.354 | 6.5313 | 286.4463 | 1854041.371 | 5.2357 | 246.4165 | 1388741.417 | 3.9218 | 219.4364 | 923274.6097 | 2.6073 | 192.8956 | 463114.5239 | 1.3078 | 166.2564 | 811.4892 | 816.2619 | 2.4117 | 128.2798 | 407.9569 | 1.2053 | 115.3693 | 443.4324 | 442.006 | 3.236 | 109.7466 | 223.6436 | 1.6373 | 103.1915 | 126.0232 | 10.9395 | 437.4484 | 126.5867 | 10.9884 | 450.6 | 2659669.351 | 17.9592 | 438.4097 | 13015578.87 | 87.8866 | 442.1258 | 92.018 | [6 empty] | 2 | [15 empty] | 0 | 2017 |  | #REF! | #REF! | #REF! | #REF! |  | 2 | [5 empty] | WP
ITI | WP | 617 | 2017 | ITI886 | Typical | [16 empty] | Rack |  | Managed | 1 | Gold 5120 | 2 | 2 | 2200 | 14 | 2 | 192000 | 12 | Samsung m393a2g40eb1 crc0q DDR4 2400 MHZ | 2 | Fixed hard disk media | SATA | 2 | 1 |  | Microsoft Corporation Microsoft Windows Server 2012 R2 Standard |  | Oracle Corporation | jre-8u144-windows-x67 | Intel_Win_HS18_5 | 18.8181 | 25.7213 | 26.6078 | 15.131 | 16.3821 | 24.8096 |  | 14.8421 | 22.1169 | 17.0775 | 30.1634 | 190.468 | 57030.659 | 57036.639 | 8.2371 | 349.2097 | 42786.2476 | 6.1791 | 273.7323 | 28516.5307 | 4.1183 | 210.0581 | 14239.217 | 2.0564 | 171.181 | 729266.91 | 729511.349 | 12.3629 | 375.4258 | 546975.5087 | 9.2695 | 310.871 | 364810.241 | 6.1824 | 230.8345 | 182342.4759 | 3.0901 | 185.6642 | 166776.2106 | 166514.5934 | 10.4421 | 324.5 | 125239.8992 | 7.8537 | 234.0968 | 83370.414 | 5.2281 | 187.3439 | 41723.6101 | 2.6165 | 157.269 | 79761.2369 | 79782.2434 | 5.2988 | 272.9968 | 59901.1837 | 3.9784 | 220.5548 | 39887.0479 | 2.6492 | 165.78 | 19944.5927 | 1.3246 | 141.3926 | 129245.4438 | 129094.5107 | 6.1806 | 293.029 | 96902.7464 | 4.6394 | 253.8161 | 64689.5175 | 3.0971 | 173.2697 | 32276.4321 | 1.5453 | 147.8487 | 9099.9033 | 9094.7287 | 9.3103 | 293.629 | 6796.4492 | 6.9575 | 249.5161 | 4548.8606 | 4.6567 | 171.9039 | 2286.0523 | 2.3402 | 147.941 | 2935632.8927 | 2937931.4711 | 8.2966 | 361.3579 | 2572154.5293 | 7.2637 | 325.9992 | 2203002.9869 | 6.2212 | 280.1769 | 1831091.6112 | 5.1709 | 237.6388 | 1470199.3142 | 4.1518 | 206.5455 | 1099526.7533 | 3.105 | 187.3657 | 733974.0728 | 2.0727 | 169.019 | 367827.7974 | 1.0387 | 144.9758 | 798.5577 | 800.5648 | 2.3653 | 117.5638 | 395.6546 | 1.169 | 106.7659 | 420.6577 | 423.2678 | 3.0988 | 101.7848 | 212.9629 | 1.5591 | 97.04 | 118.4255 | 10.28 | 336.8815 | 118.8993 | 10.3211 | 346.1643 | 2033573.4949 | 13.7315 | 348.6677 | 9913898.2227 | 66.9427 | 351.4645 | 87.7107 | [6 empty] | 2 | [15 empty] | 0 | 2017 |  | #REF! | #REF! | #REF! | #REF! |  | 2 | [5 empty] | WP
ITI | WP | 618 | 2017 | ITI887 | Low-End | [16 empty] | Rack |  | Managed | 1 | Silver 4116 | 2 | 2 | 2100 | 12 | 2 | 96000 | 12 | Samsung m393a2g40eb1 crc0q DDR4 2400 MHZ | 2 | Fixed hard disk media | SATA | 2 | 1 |  | Microsoft Corporation Microsoft Windows Server 2012 R2 Standard |  | Oracle Corporation | jre-8u144-windows-x69 | Intel_Win_HS18_5 | 17.8934 | 24.6578 | 24.8049 | 14.0016 | 15.4019 | 22.9055 |  | 15.5456 | 23.3451 | 15.8634 | 28.6449 | 129.1597 | 44766.7672 | 44761.7962 | 6.4644 | 280 | 33556.8689 | 4.8462 | 217.7226 | 22395.2913 | 3.2343 | 174.8865 | 11181.8719 | 1.6149 | 149.7077 | 561693.6889 | 560862.3092 | 9.5048 | 296.7194 | 421283.0449 | 7.1394 | 237.3484 | 280890.4329 | 4.7602 | 187.3894 | 140473.2774 | 2.3806 | 157.6219 | 134810.2162 | 134974.1255 | 8.4642 | 267.3742 | 101097.4188 | 6.3398 | 203.5097 | 67497.48 | 4.2327 | 164.3619 | 33719.0417 | 2.1145 | 141.8516 | 62990.2774 | 63021.1883 | 4.1856 | 227.1968 | 47207.6191 | 3.1354 | 173.4645 | 31525.2858 | 2.0938 | 145.4335 | 15752.2648 | 1.0462 | 130.5023 | 102066.4481 | 102140.2746 | 4.8901 | 240.1968 | 76536.1487 | 3.6643 | 187.4387 | 51086.1963 | 2.4458 | 157.1165 | 25476.6152 | 1.2197 | 134.2942 | 7179.941 | 7176.2652 | 7.3463 | 240.3226 | 5391.0583 | 5.5188 | 198.7645 | 3597.4888 | 3.6827 | 156.29 | 1785.3643 | 1.8277 | 132.7897 | 2293173.4897 | 2288808.317 | 6.4635 | 288.1223 | 2009100.855 | 5.6736 | 264.1562 | 1726523.1825 | 4.8756 | 223.3174 | 1431084.5528 | 4.0413 | 195.7849 | 1149541.2328 | 3.2463 | 174.062 | 858141.3203 | 2.4234 | 161.5425 | 574671.0007 | 1.6228 | 148.8 | 285525.2779 | 0.80631 | 133.2156 | 793.915 | 802.2811 | 2.3704 | 111.6393 | 391.4171 | 1.1565 | 101.6066 | 424.7552 | 423.1424 | 3.0979 | 95.889 | 210.5287 | 1.5413 | 91.3689 | 89.4978 | 7.7689 | 265.5233 | 86.0082 | 7.466 | 266.225 | 1600508.9117 | 10.8073 | 283.1097 | 5485087.4238 | 37.0376 | 286.7581 | 85.2426 | [6 empty] | 2 | [15 empty] | 0 | 2017 |  | #REF! | #REF! | #REF! | #REF! |  | 2 | [5 empty] | WP
ITI | WP | 619 | 2017 | ITI888 | Minimum Power | [16 empty] | Rack |  | Managed | 1 | Bronze 3104 | 2 | 2 | 1700 | 6 | 2 | 96000 | 12 | Samsung m393a2g40eb1 crc0q DDR4 2400 MHZ | 2 | Fixed hard disk media | SATA | 2 | 1 |  | Microsoft Corporation Microsoft Windows Server 2012 R2 Standard |  | Oracle Corporation | jre-8u144-windows-x71 | Intel_Win_HS18_5 | 7.609 | 8.7983 | 8.8335 | 4.1417 | 4.5832 | 7.9629 |  | 14.9064 | 22.5258 | 6.7047 | 28.9016 | 60.521 | 14770.6642 | 14767.2132 | 2.1326 | 173.4508 | 11117.095 | 1.6055 | 160.036 | 7354.7842 | 1.0622 | 149.2664 | 3682.2454 | 0.53178 | 139.2469 | 146896.7465 | 146848.1077 | 2.4886 | 176.1256 | 110085.119 | 1.8656 | 160.9708 | 73556.4888 | 1.2465 | 150.7894 | 36745.8848 | 0.62273 | 140.6861 | 37003.8943 | 37331.793 | 2.3411 | 158.7531 | 27749.1508 | 1.7401 | 151.6647 | 18487.7524 | 1.1594 | 143.6511 | 9255.206 | 0.58039 | 130.1611 | 16099.9772 | 16107.817 | 1.0698 | 156.8136 | 12073.581 | 0.80188 | 145.5167 | 8078.7695 | 0.53656 | 139.6544 | 4043.8031 | 0.26858 | 131.8361 | 25189.5592 | 25192.4671 | 1.2061 | 160.8994 | 18906.8029 | 0.90519 | 149.2339 | 12615.3527 | 0.60398 | 141.7347 | 6320.5139 | 0.3026 | 132.8847 | 2047.8421 | 2046.4309 | 2.0949 | 158.3164 | 1530.476 | 1.5667 | 151.36 | 1024.486 | 1.0488 | 140.3083 | 507.6688 | 0.5197 | 132.3422 | 768185.0502 | 767822.0394 | 2.1683 | 175.1954 | 669846.7979 | 1.8916 | 170.7133 | 579891.9382 | 1.6376 | 165.1176 | 481263.2846 | 1.3591 | 157.0976 | 384471.1544 | 1.0857 | 149.5855 | 288047.8678 | 0.81344 | 143.9644 | 192876.3114 | 0.54468 | 137.3634 | 96171.033 | 0.27158 | 127.2585 | 814.2992 | 810.8556 | 2.3957 | 118.9912 | 406.3826 | 1.2007 | 108.7936 | 436.683 | 431.7019 | 3.1606 | 102.6429 | 219.968 | 1.6104 | 97.727 | 67.6891 | 5.8758 | 204.6582 | 67.7296 | 5.8793 | 202.0783 | 465745.8805 | 3.1449 | 173.2972 | 1558118.7962 | 10.5211 | 173.8414 | 88.5118 | [6 empty] | 2 | [15 empty] | 0 | 2017 |  | #REF! | #REF! | #REF! | #REF! |  | 2 | [5 empty] | WP
ITI | za5 | 528 | 2017 | ITI703 | High-End | [16 empty] | Blade |  | Managed | 2 | Platinum 8180 | 2 | 2 | 2500 | 28 | 2 | 1047106 | 16 | SAMSUNG / M386A8K40BM2-CTD6Q | 2 | Fixed hard disk media | SAS | 2 | 1 | 1100 | Microsoft Windows Server 2012 R2 Standard | 6.3.9600 | Oracle Corporation | 1.8.0_144-b01 | Intel_Win_HS18_5 | 14.0363 | 16.2294 | 21.387 | 12.2507 | 12.8664 | 12.8664 |  | 10.8577 | 72.2828 | 457.3354 | 6.9514 | 372.9704 | 229739.3817 | 227651.3273 | 32.8767 | 1612.7659 | 172311.6512 | 24.8847 | 1562.3659 | 114870.2959 | 16.5892 | 1299.1802 | 57432.6912 | 8.2942 | 885.9063 | 2081266.41 | 2080625.8499 | 35.26 | 1684.2611 | 1560898.2547 | 26.4523 | 1560.596 | 1040579.473 | 17.6345 | 1124.0111 | 520419.4258 | 8.8195 | 707.7294 | 722975.6144 | 721332.109 | 45.2345 | 1460.9563 | 542263.8165 | 34.0052 | 1457.5183 | 361491.8515 | 22.669 | 1221.9611 | 180709.8459 | 11.3323 | 725.8706 | 383724.4352 | 382287.9434 | 25.3902 | 1463.4556 | 287831.1332 | 19.1167 | 1370.6579 | 191856.7012 | 12.7424 | 1116.723 | 95901.1801 | 6.3694 | 780.796 | 590727.9439 | 588906.8827 | 28.1948 | 1478.9087 | 442964.2193 | 21.2076 | 1466.7214 | 295264.4815 | 14.1362 | 1206.1151 | 147677.3642 | 7.0703 | 833.5437 | 41611.7313 | 41491.0501 | 42.4743 | 1453.4524 | 31212.8835 | 31.9526 | 1422.931 | 20808.9681 | 21.3021 | 1180.0405 | 10399.222 | 10.6457 | 837.9008 | 9769839.9226 | 9765992.5034 | 27.5788 | 1644.0931 | 8548482.5637 | 24.1406 | 1583.0695 | 7324869.4612 | 20.6852 | 1491.4837 | 6116382.4476 | 17.2724 | 1359.0951 | 4879955.8454 | 13.7808 | 1197.5837 | 3672189.34 | 10.3701 | 1028.4622 | 2444320.3673 | 6.9027 | 876.4268 | 1221489.217 | 3.4494 | 735.763 | 16878.7721 | 17179.8057 | 50.7587 | 500.5722 | 8434.2873 | 24.9196 | 483.6317 | 43778.5346 | 44007.5914 | 322.1875 | 500.9198 | 21865.8692 | 160.084 | 492.2873 | 257.8416 | 22.3821 | 2749 | 189.6628 | 16.4638 | 2774 | 90327884.3356 | 609.9312 | 1621.7016 | 89120069.4071 | 601.7755 | 1613.4675 | 356.1652 | [5 empty] | 2 | 0 | 0 | [14 empty] | 0 | 2017 |  | #REF! | #REF! | #REF! | #REF! |  | 2 | [5 empty] | za5
ITI | za5 | 529 | 2017 | ITI704 | Low-End | [16 empty] | Blade |  | Managed | 2 | Gold 5122 | 2 | 2 | 3600 | 4 | 2 | 47682 | 6 | hynix / HMA81GR7AFR8N-VK | 2 | Fixed hard disk media | SAS | 2 | 1 | 1100 | Microsoft Windows Server 2012 R2 Standard | 6.3.9600 | Oracle Corporation | 1.8.0_144-b01 | Intel_Win_HS18_5 | 5.9829 | 8.8858 | 8.261 | 4.3568 | 4.9077 | 4.9077 |  | 5.4827 | 7.1999 | 9.3654 | 2.304 | 35.0692 | 44579.5665 | 44558.866 | 6.4351 | 740.4333 | 33443.3882 | 4.8298 | 667.8333 | 22306.963 | 3.2215 | 599.8397 | 11158.6915 | 1.6115 | 424.5571 | 565458.0219 | 565181.5694 | 9.578 | 746.0341 | 424148.6584 | 7.188 | 685.4667 | 282744.6457 | 4.7916 | 595.9421 | 141409.007 | 2.3964 | 416.0968 | 151565.8443 | 154468.2629 | 9.6867 | 793.3794 | 113695.9137 | 7.1298 | 720.6183 | 75772.6775 | 4.7517 | 628.4333 | 37892.1495 | 2.3762 | 466.031 | 64964.6064 | 64993.8546 | 4.3167 | 655.3675 | 48755.9827 | 3.2382 | 611.081 | 32481.532 | 2.1573 | 550.5214 | 16228.1809 | 1.0778 | 409.1349 | 105123.3206 | 105115.7656 | 5.0326 | 688.3706 | 78849.6933 | 3.775 | 641.031 | 52539.2428 | 2.5154 | 565.1579 | 26269.9687 | 1.2577 | 415.4603 | 7383.7675 | 7381.6872 | 7.5566 | 691.8151 | 5540.6484 | 5.672 | 633.6786 | 3694.1929 | 3.7817 | 563.9984 | 1841.5714 | 1.8852 | 465.6127 | 2443336.4497 | 2442221.0302 | 6.8967 | 740.2691 | 2134431.9511 | 6.0276 | 704.5744 | 1829755.4902 | 5.1672 | 666.4285 | 1530244.5163 | 4.3214 | 629.2431 | 1225020.9873 | 3.4594 | 589.4902 | 916737.3524 | 2.5888 | 560.4077 | 612627.9705 | 1.73 | 518.3817 | 307296.8645 | 0.86779 | 408.0943 | 1032.5992 | 1037.3726 | 3.065 | 306.6058 | 516.9095 | 1.5272 | 294.5098 | 535.7357 | 536.8491 | 3.9304 | 298.4598 | 267.0907 | 1.9554 | 293.5827 | 104.8525 | 9.1018 | 398.18 | 105.5793 | 9.1649 | 394.64 | 4069286.4307 | 27.4775 | 780.3302 | 4051067.2805 | 27.3545 | 780.0143 | 276.5333 | [5 empty] | 2 | 0 | 0 | [14 empty] | 0 | 2017 |  | #REF! | #REF! | #REF! | #REF! |  | 2 | [5 empty] | za5
ITI | za5 | 530 | 2017 | ITI705 | Minimum Power | [16 empty] | Blade |  | Managed | 2 | Silver 4109T | 2 | 2 | 2000 | 8 | 2 | 65090 | 4 | hynix / HMA82GR7AFR8N-VK | 1 | Fixed hard disk media | SAS | 2 | 1 | 1100 | Microsoft Windows Server 2012 R2 Standard | 6.3.9600 | Oracle Corporation | 1.8.0_144-b01 | Intel_Win_HS18_5 | 10.3069 | 13.7982 | 13.8619 | 7.1633 | 8.2198 | 8.2198 |  | 8.903 | 36.3101 | 512.1324 | 77.5927 | 75.6418 | 57399.5317 | 57447.6735 | 8.2964 | 498.9603 | 43070.312 | 6.2201 | 479.2571 | 28689.0728 | 4.1432 | 440.2833 | 14322.1295 | 2.0684 | 372.1889 | 644904.5028 | 644899.1646 | 10.929 | 506.0111 | 483745.7593 | 8.198 | 485.331 | 322408.9535 | 5.4638 | 437.8159 | 161263.0112 | 2.7329 | 343.2659 | 173753.0822 | 172800.3276 | 10.8362 | 495.4016 | 130314.442 | 8.172 | 477.6532 | 86878.1776 | 5.4481 | 435.9976 | 43505.4762 | 2.7282 | 345.5333 | 80289.3446 | 80345.384 | 5.3362 | 455.4333 | 60250.087 | 4.0016 | 435.0778 | 40197.3499 | 2.6698 | 410.4135 | 20082.7402 | 1.3338 | 355.1286 | 130852.9685 | 130729.6161 | 6.2589 | 473.327 | 98150.0504 | 4.6991 | 451.423 | 65468.5601 | 3.1344 | 420.4595 | 32730.9546 | 1.567 | 352.2294 | 9170.0949 | 9171.6596 | 9.389 | 473.7619 | 6875.6747 | 7.0386 | 445.7373 | 4582.4546 | 4.6911 | 414.2897 | 2289.9871 | 2.3443 | 379.7119 | 2927573.2765 | 2926943.1244 | 8.2656 | 508.1459 | 2567185.6847 | 7.2496 | 487.5943 | 2198802.6817 | 6.2093 | 475.2898 | 1828877.6725 | 5.1647 | 452.6341 | 1469288.5217 | 4.1492 | 432.3325 | 1096846.6861 | 3.0975 | 413.5317 | 734164.4738 | 2.0733 | 392.811 | 367010.9965 | 1.0364 | 359.1675 | 5318.1883 | 5361.7638 | 15.8416 | 316.3394 | 2656.2472 | 7.848 | 298.0943 | 31370.0282 | 31266.3493 | 228.9066 | 320.0548 | 15689.1445 | 114.8631 | 313.2202 | 84.4678 | 7.3323 | 94.4395 | 85.6015 | 7.4307 | 95.8235 | 5991410.7523 | 40.4565 | 520.4516 | 5844478.4452 | 39.4643 | 521.7262 | 257.6983 | [5 empty] | 2 | 0 | 0 | [14 empty] | 0 | 2017 |  | #REF! | #REF! | #REF! | #REF! |  | 2 | [5 empty] | za5
ITI | za5 | 531 | 2017 | ITI706 | Typical | [16 empty] | Blade |  | Managed | 2 | Gold 6138 | 2 | 2 | 2000 | 20 | 2 | 261698 | 8 | hynix / HMA84GR7AFR4N-VK | 2 | Fixed hard disk media | SAS | 4 | 1 | 1100 | Microsoft Windows Server 2012 R2 Standard | 6.3.9600 | Oracle Corporation | 1.8.0_144-b01 | Intel_Win_HS18_5 | 13.8528 | 16.5616 | 19.9736 | 11.413 | 12.6505 | 12.6505 |  | 11.4307 | 102.3605 | 535.8295 | 218.405 | 199.2314 | 144782.1814 | 144988.1024 | 20.9387 | 989.6754 | 108627.9531 | 15.6877 | 981.0325 | 72383.0946 | 10.4533 | 800.8778 | 36221.8413 | 5.231 | 627.2833 | 1370627.6483 | 1368687.2774 | 23.1949 | 1010.4563 | 1028061.0694 | 17.4224 | 955.3302 | 685262.1949 | 11.613 | 741.85 | 342613.4539 | 5.8062 | 505.7603 | 457610.0866 | 458314.8129 | 28.7408 | 926.1825 | 343231.8546 | 21.5239 | 919.3817 | 228798.5794 | 14.3479 | 788.1635 | 114360.9439 | 7.1715 | 595.9175 | 235291.6576 | 235228.7103 | 15.623 | 922.4278 | 176469.0939 | 11.7204 | 827.8532 | 117649.3243 | 7.8138 | 717.1659 | 58797.6546 | 3.9051 | 601.3246 | 380660.2275 | 380103.1195 | 18.198 | 940.5817 | 285513.622 | 13.6694 | 923.6119 | 190354.8834 | 9.1135 | 761.0079 | 95167.3363 | 4.5563 | 610.0484 | 26803.9121 | 26788.2311 | 27.4231 | 936.5468 | 20099.8951 | 20.5762 | 884.0063 | 13404.855 | 13.7225 | 753.5683 | 6690.2953 | 6.8488 | 608.254 | 6885300.9042 | 6875769.6635 | 19.4169 | 1008.8528 | 6020664.3124 | 17.0021 | 994.502 | 5164755.9936 | 14.5851 | 936.1699 | 4303655.3389 | 12.1534 | 865.4947 | 3440411.6457 | 9.7156 | 798.7565 | 2579931.2831 | 7.2856 | 713.5224 | 1717098.8991 | 4.849 | 635.55 | 861083.7774 | 2.4317 | 569.0854 | 19710.8814 | 19472.477 | 57.5326 | 406.9884 | 9859.1637 | 29.1295 | 393.0067 | 41350.6849 | 41128.2371 | 301.1072 | 403.8682 | 20695.2494 | 151.5136 | 393.4414 | 173.5986 | 15.0693 | 69.0434 | 174.4436 | 15.1427 | 69.2866 | 29406520.6454 | 198.565 | 1015.4278 | 29436299.2331 | 198.7661 | 997.6643 | 314.3133 | [5 empty] | 2 | 0 | 0 | [14 empty] | 0 | 2017 |  | #REF! | #REF! | #REF! | #REF! |  | 2 | [5 empty] | za5
ITI | za6 | 532 | 2017 | ITI707 | High-End | [16 empty] | Blade |  | Managed | 8 | Gold 6150 | 2 | 2 | 2700 | 18 | 2 | 522942 | 16 | hynix / HMA84GR7AFR4N-VK | 2 | Fixed hard disk media | SATA | 3 | 1 | 2700 | Microsoft Windows Server 2012 R2 Standard | 6.3.9600 | Oracle Corporation | 1.8.0_144-b01 | Intel_Win_HS18_5 | 13.1925 | 18.0423 | 18.7042 | 10.8362 | 11.6114 | 11.6114 |  | 11.245 | 113.4293 | 659.5478 | 969.6559 | 243.8004 | 660005.2708 | 659958.9821 | 95.3092 | 5343.7151 | 495053.9226 | 71.4941 | 5212.22 | 329972.1668 | 47.6535 | 3729.9296 | 164964.6392 | 23.8237 | 2458.3126 | 7523834.3497 | 7520920.2011 | 127.4557 | 5586.2807 | 5643230.5975 | 95.6348 | 5349.3361 | 3762313.4459 | 63.7593 | 3716.274 | 1881002.0066 | 31.877 | 2105.219 | 2019684.9734 | 1975560.4479 | 123.8867 | 4980.8421 | 1514670.6448 | 94.9845 | 4895.929 | 1009927.4825 | 63.3322 | 3704.9179 | 505055.9856 | 31.6719 | 2134.5499 | 1063766.7868 | 1063545.5475 | 70.6368 | 4962.1611 | 797709.1188 | 52.9809 | 4435.0128 | 531901.4366 | 35.327 | 3370.5978 | 265950.4811 | 17.6635 | 2283.2231 | 1661680.0123 | 1661551.6055 | 79.5493 | 5030.803 | 1246363.0946 | 59.6715 | 4904.0938 | 830941.5919 | 39.7826 | 3638.9941 | 415475.9994 | 19.8915 | 2301.6657 | 117408.2844 | 117197.3027 | 119.9747 | 4983.1863 | 88024.9375 | 90.111 | 4747.9852 | 58739.4711 | 60.1315 | 3493.0184 | 29333.453 | 30.0286 | 2475.3091 | 31388798.1197 | 31345680.1628 | 88.519 | 5414.1662 | 27453975.4258 | 77.529 | 5311.8497 | 23552543.3893 | 66.5115 | 4886.9928 | 19634268.2576 | 55.4464 | 4210.6545 | 15684579.852 | 44.2927 | 3552.6286 | 11777675.9662 | 33.2597 | 3059.9022 | 7849485.4772 | 22.1667 | 2596.9505 | 3929254.514 | 11.0961 | 2146.9655 | 74663.976 | 73401.6864 | 216.8696 | 1391.4618 | 37361.6663 | 110.3872 | 1337.1985 | 174436.5409 | 171071.413 | 1252.4446 | 1373.1965 | 87212.309 | 638.497 | 1338.7273 | 1040.1454 | 90.2904 | 84.0089 | 856.1185 | 74.3158 | 84.9498 | 192718480.0229 | 1301.3148 | 5295.7903 | 192168028.7032 | 1297.598 | 5322.3785 | 1038.3459 | [5 empty] | 2 | 0 | 0 | [14 empty] | 0 | 2017 |  | #REF! | #REF! | #REF! | #REF! |  | 2 | [5 empty] | za6
ITI | za6 | 533 | 2017 | ITI708 | Low-End | [16 empty] | Blade |  | Managed | 8 | Gold 5122 | 2 | 2 | 3600 | 4 | 2 | 47682 | 6 | hynix / HMA81GR7AFR8N-VK | 2 | Fixed hard disk media | SATA | 3 | 1 | 2700 | Microsoft Windows Server 2012 R2 Standard | 6.3.9600 | Oracle Corporation | 1.8.0_144-b01 | Intel_Win_HS18_5 | 6.5051 | 9.6428 | 9.0606 | 4.895 | 5.3345 | 5.3345 |  | 5.9092 | 10.3615 | 14.3218 | 388.078 | 35.9148 | 177402.7451 | 177160.926 | 25.585 | 2991.2909 | 133101.9674 | 19.2222 | 2701.0595 | 88756.4988 | 12.8179 | 2188.8301 | 44363.8232 | 6.4069 | 1275.3811 | 2256711.6498 | 2258518.6385 | 38.2747 | 3017.1859 | 1692676.1964 | 28.6855 | 2777.9486 | 1128495.7111 | 19.1244 | 2220.9326 | 564145.0799 | 9.5605 | 1247.3112 | 609070.2752 | 608972.0863 | 38.1884 | 2968.6241 | 456871.6819 | 28.6503 | 2937.3828 | 304510.7054 | 19.0958 | 2416.874 | 152293.5367 | 9.5503 | 1404.8311 | 260724.1004 | 259700.808 | 17.2484 | 2599.7244 | 195563.0879 | 12.9886 | 2324.1153 | 130409.0987 | 8.6613 | 1958.3228 | 65161.4951 | 4.3278 | 1236.1344 | 419921.6693 | 420246.2482 | 20.1199 | 2803.445 | 314905.3868 | 15.0766 | 2560.1574 | 209907.1802 | 10.0496 | 2116.2353 | 104979.9272 | 5.0261 | 1245.6471 | 29567.8673 | 29581.6124 | 30.2827 | 2806.1907 | 22159.0343 | 22.6842 | 2535.0028 | 14786.1739 | 15.1366 | 2082.2733 | 7400.4086 | 7.5758 | 1454.1366 | 9682189.7179 | 9681135.8818 | 27.3392 | 2981.1684 | 8471116.6667 | 23.9221 | 2868.3861 | 7261813.6591 | 20.5071 | 2675.1456 | 6052343.4273 | 17.0916 | 2430.4859 | 4840782.0655 | 13.6702 | 2167.523 | 3637047.2589 | 10.2709 | 1951.6255 | 2420087.6549 | 6.8342 | 1726.1353 | 1210134.8399 | 3.4174 | 1245.4007 | 4238.5891 | 4255.59 | 12.5734 | 873.7526 | 2117.5119 | 6.2563 | 838.5637 | 2309.6311 | 2309.9126 | 16.9113 | 846.2749 | 1149.7149 | 8.4173 | 820.0491 | 420.3841 | 36.4917 | 94.3765 | 422.1495 | 36.6449 | 94.0818 | 16163086.6904 | 109.1398 | 3058.3331 | 16034162.8628 | 108.2693 | 3014.6114 | 776.7908 | [5 empty] | 2 | 0 | 0 | [14 empty] | 0 | 2017 |  | #REF! | #REF! | #REF! | #REF! |  | 2 | [5 empty] | za6
ITI | za6 | 534 | 2017 | ITI709 | Minimum Power | [16 empty] | Blade |  | Managed | 8 | Silver 4109T | 2 | 2 | 2000 | 8 | 2 | 65090 | 4 | hynix / HMA82GR7AFR8N-VK | 1 | Fixed hard disk media | SATA | 3 | 1 | 2700 | Microsoft Windows Server 2012 R2 Standard | 6.3.9600 | Oracle Corporation | 1.8.0_144-b01 | Intel_Win_HS18_5 | 12.9777 | 17.3508 | 17.2842 | 9.3153 | 10.5524 | 10.5524 |  | 11.2803 | 67.0403 | 849.8831 | 368.4878 | 80.3184 | 229774.2882 | 229989.9897 | 33.2144 | 1746.7372 | 172341.6416 | 24.889 | 1553.2537 | 114870.4177 | 16.5892 | 1368.4686 | 57446.201 | 8.2962 | 1080.3058 | 2577044.7107 | 2574633.3459 | 43.6319 | 1772.6612 | 1932831.6294 | 32.7554 | 1576.3802 | 1288602.3765 | 21.8377 | 1370.7248 | 644249.4619 | 10.918 | 981.5595 | 694615.6642 | 696848.6626 | 43.6991 | 1742.0132 | 521025.0061 | 32.6733 | 1529.1149 | 347322.2796 | 21.7805 | 1401.2074 | 173648.3732 | 10.8894 | 1016.5983 | 321669.1477 | 321747.1593 | 21.3693 | 1470.105 | 241302.1934 | 16.0264 | 1375.9405 | 160882.6955 | 10.6852 | 1264.0488 | 80395.0811 | 5.3395 | 1014.8769 | 522416.5876 | 522482.8992 | 25.0147 | 1553.6339 | 391857.5684 | 18.7608 | 1442.0851 | 261249.0062 | 12.5077 | 1311.4628 | 130595.4521 | 6.2525 | 1007.324 | 36670.4179 | 36700.1934 | 37.5699 | 1557.1645 | 27526.4434 | 28.1788 | 1429.1686 | 18330.6503 | 18.7651 | 1281.0207 | 9173.0745 | 9.3905 | 1113.6149 | 11840652.2606 | 11839503.3153 | 33.4343 | 1824.9801 | 10359130.9426 | 29.2538 | 1670.2606 | 8877104.7971 | 25.0686 | 1556.3415 | 7397862.4291 | 20.8913 | 1454.2004 | 5923757.6004 | 16.7285 | 1361.034 | 4446761.1614 | 12.5575 | 1269.9685 | 2958468.1263 | 8.3546 | 1166.2419 | 1478887.7908 | 4.1763 | 1029.8253 | 26648.9978 | 26723.2856 | 78.9555 | 858.5066 | 13318.5724 | 39.3505 | 805.224 | 141986.7708 | 140730.856 | 1030.316 | 871.4818 | 70943.6288 | 519.3911 | 850.1355 | 336.7471 | 29.2315 | 79.745 | 341.8853 | 29.6775 | 80.1179 | 23996694.3601 | 162.0356 | 2000.3603 | 23188616.5342 | 156.5791 | 1949.481 | 670.3262 | [5 empty] | 2 | 0 | 0 | [14 empty] | 0 | 2017 |  | #REF! | #REF! | #REF! | #REF! |  | 2 | [5 empty] | za6
ITI | za6 | 535 | 2017 | ITI710 | Typical | [16 empty] | Blade |  | Managed | 8 | Gold 6130T | 2 | 2 | 2100 | 16 | 2 | 260674 | 16 | hynix / HMA82GR7AFR8N-VK | 2 | Fixed hard disk media | SATA | 3 | 1 | 2700 | Microsoft Windows Server 2012 R2 Standard | 6.3.9600 | Oracle Corporation | 1.8.0_144-b01 | Intel_Win_HS18_5 | 14.1066 | 19.9174 | 19.4363 | 10.7266 | 11.9401 | 11.9401 |  | 11.8418 | 99.0892 | 632.2902 | 604.9582 | 177.6501 | 522206.8519 | 522194.2286 | 75.4136 | 3550.1495 | 391672.1381 | 56.5641 | 3397.5879 | 261089.9907 | 37.7058 | 2863.3439 | 130584.7015 | 18.8586 | 2217.813 | 6017015.5267 | 6021403.4041 | 102.0437 | 3595.358 | 4513283.7372 | 76.4858 | 3501.0342 | 3008619.0972 | 50.9865 | 2852.3949 | 1503953.7797 | 25.4872 | 1794.9999 | 1630851.6249 | 1629427.7666 | 102.1808 | 3533.6455 | 1223372.3671 | 76.7172 | 3310.2487 | 815478.1279 | 51.1383 | 2862.8999 | 407758.84 | 25.5704 | 2144.8636 | 785537.2511 | 785184.743 | 52.1491 | 3296.1757 | 589239.7982 | 39.1352 | 2935.3921 | 392763.6491 | 26.0859 | 2590.1156 | 196356.7604 | 13.0413 | 2092.6484 | 1269276.663 | 1268744.1072 | 60.743 | 3638.874 | 952060.8511 | 45.5814 | 3152.9614 | 634632.3459 | 30.384 | 2674.6022 | 317358.8699 | 15.194 | 2049.3659 | 89306.7818 | 89372.8169 | 91.4908 | 3746.3274 | 67000.6094 | 68.5884 | 3122.3084 | 44647.3822 | 45.7055 | 2638.4266 | 22339.1916 | 22.8686 | 2144.7683 | 25960188.6517 | 25957156.5396 | 73.302 | 3871.6999 | 22713888.8825 | 64.1432 | 3821.8795 | 19475342.7015 | 54.9976 | 3448.0018 | 16228484.9028 | 45.8286 | 3118.1778 | 12983946.4455 | 36.6662 | 2841.7684 | 9728185.4238 | 27.472 | 2572.5749 | 6481935.8416 | 18.3047 | 2267.9305 | 3245232.4801 | 9.1644 | 1963.3154 | 60934.4267 | 60985.8216 | 180.1862 | 1310.6462 | 30488.4659 | 90.08 | 1261.2798 | 158520.5134 | 163039.0661 | 1193.6384 | 1354.3136 | 79269.0772 | 580.3432 | 1279.3974 | 793.0592 | 68.8419 | 113.975 | 788.116 | 68.4128 | 112.9095 | 106757160.5697 | 720.8685 | 3859.1736 | 107282691.0242 | 724.4171 | 4077.7754 | 1029.6448 | [5 empty] | 2 | 0 | 0 | [14 empty] | 0 | 2017 |  | #REF! | #REF! | #REF! | #REF! |  | 2 | [5 empty] | za6
ITI | TC_1 |  | 2018 | ITI949 | Low-End | [16 empty] | Rack |  | Managed | 1 | Silver 4109T | 2 | 1 | 2001 | 8 | 2 | 7349 | 1 | Micron 2400 MHz DDR4 | 1 | Fixed hard disk media | SAS | 1 | 0 | 550 | Microsoft Windows Server 2012 R2 Standard | 6.3.9600 | Oracle Corporation | 1.8.0_144-b01 | Intel_Win_HS18_5 | 6.0598 | 5.4728 | 9.2038 | 4.8444 | 5.5578 | 8.3595 |  | 3.7009 | 33.3277 | 471.2415 | 5.5902 | 3.6448 | 11988.9648 | 12014.3014 | 1.7351 | 182.2426 | 8999.9429 | 1.2997 | 158.7986 | 5996.0206 | 0.86593 | 150.3455 | 2991.9397 | 0.43209 | 143.8184 | 89013.216 | 89030.8231 | 1.5088 | 177.0985 | 66753.1273 | 1.1313 | 150.9338 | 44511.1782 | 0.75432 | 146.3744 | 22273.4263 | 0.37746 | 138.4612 | 43015.4714 | 42807.8379 | 2.6845 | 184.3321 | 32259.2612 | 2.023 | 167.9984 | 21509.7748 | 1.3489 | 152.7413 | 10732.1183 | 0.67301 | 145.2432 | 20233.3772 | 20225.4399 | 1.3433 | 171.5748 | 15177.6001 | 1.008 | 154.9923 | 10107.5992 | 0.67131 | 146.7973 | 5058.4008 | 0.33596 | 142.0427 | 32684.2519 | 32791.9837 | 1.57 | 175.5493 | 24506.2271 | 1.1733 | 158.5475 | 16359.6725 | 0.78324 | 148.5841 | 8169.2218 | 0.39111 | 142.9989 | 2297.0662 | 2304.6978 | 2.3593 | 175.5868 | 1720.2312 | 1.761 | 158.806 | 1150.2715 | 1.1775 | 148.1717 | 574.1306 | 0.58774 | 142.5108 | 420638.6546 | 421277.9103 | 1.1897 | 169.6384 | 367933.5408 | 1.039 | 162.8055 | 316550.8282 | 0.89393 | 155.1685 | 264016.3276 | 0.74557 | 150.3029 | 210500.5963 | 0.59445 | 147.2442 | 157565.597 | 0.44496 | 144.8211 | 105097.3033 | 0.29679 | 142.2717 | 52293.3194 | 0.14767 | 138.8687 | 2176.6789 | 2184.6909 | 6.4548 | 138.2536 | 1090.1674 | 3.221 | 135.3884 | 12918.9655 | 12436.4479 | 91.0495 | 140.273 | 6473.1404 | 47.391 | 138.52 | 10.8149 | 0.93879 | 168.0614 | 10.8423 | 0.94117 | 168.2313 | 81101.754 | 0.54763 | 150.249 | 81101.754 | 0.54763 | 150.249 | 129.4113 | [5 empty] | 2 | 0 | 0 | [14 empty] | 0 | 2018 |  | #REF! | #REF! | #REF! | #REF! |  | 1 | [5 empty] | TC_1
ITI | TG_1 |  | 2018 | ITI962 | Low-End | [16 empty] | Rack |  | Managed | 1 | Silver 4109T | 2 | 1 | 2001 | 8 | 2 | 7714 | 1 | 64GB | 1 | Fixed hard disk media | SAS | 1 | 0 | 550 | Microsoft Windows Server 2012 R2 Standard Evaluation | 6.3.9600 | Oracle Corporation | 1.8.0_111-b14 | Intel_Win_HS18_5 | 9.9642 | 8.8884 | 15.1989 | 8.2177 | 8.7785 | 13.7211 |  | 4.5759 | 59.6416 | 867.4144 | 8.7877 | 5.2612 | 12126.061 | 12187.5023 | 1.7601 | 120.283 | 9110.3035 | 1.3157 | 98.1998 | 6056.6408 | 0.87468 | 90.0606 | 3032.75 | 0.43798 | 84.5996 | 88308.1662 | 88669.9299 | 1.5027 | 115.0496 | 66238.9814 | 1.1225 | 90.837 | 44170.2639 | 0.74855 | 87.129 | 22087.5737 | 0.37431 | 83.1585 | 44020.8993 | 44336.4096 | 2.7803 | 122.4373 | 33053.272 | 2.0728 | 106.4396 | 22017.1373 | 1.3807 | 92.5213 | 10995.581 | 0.68953 | 85.2678 | 20567.1567 | 20581.1237 | 1.3669 | 109.6333 | 15430.3453 | 1.0248 | 92.6074 | 10276.717 | 0.68254 | 85.8217 | 5143.9916 | 0.34165 | 82.2083 | 31214.8757 | 31423.2675 | 1.5044 | 112.7579 | 23388.81 | 1.1198 | 96.0507 | 15617.5689 | 0.74771 | 87.9957 | 7817.341 | 0.37427 | 83.2993 | 2297.3257 | 2302.4017 | 2.357 | 113.6638 | 1725.6375 | 1.7665 | 98.1012 | 1153.9548 | 1.1813 | 87.9041 | 572.6977 | 0.58627 | 82.9977 | 303835.8942 | 299358.2616 | 0.84538 | 99.5261 | 264802.6483 | 0.74779 | 94.3447 | 227853.993 | 0.64345 | 90.1444 | 189330.3098 | 0.53466 | 87.6987 | 151358.7245 | 0.42743 | 85.9082 | 113889.7514 | 0.32162 | 84.238 | 76026.5554 | 0.2147 | 82.5507 | 37988.8031 | 0.10728 | 80.779 | 2262.4634 | 2293.1074 | 6.7751 | 80.0276 | 1128.6899 | 3.3348 | 79.3681 | 13428.5351 | 13377.1302 | 97.9364 | 80.4624 | 6716.6569 | 49.1739 | 79.5485 | 10.8323 | 0.9403 | 106.9004 | 10.8087 | 0.93826 | 106.8709 | 66986.2878 | 0.45232 | 85.972 | 66986.2878 | 0.45232 | 85.972 | 78.6467 | [5 empty] | 0 | 0 | 0 | [14 empty] | 0 | 2018 |  | #REF! | #REF! | #REF! | #REF! |  | 1 | [5 empty] | TG_1
ITI | TJ |  | 2018 | ITI971 | High-End | [16 empty] | Rack |  | Managed | 1 | EPYC 7601 | 1 | 1 | 2200 | 32 | 2 | 130904 | 16 | Micro / MTA9ASF1G72PZ | 8 | Fixed hard disk media | SAS | 2 | 1 | 1600 | Microsoft Windows Server 2012 R2 Standard | 6.3.9600 | Oracle Corporation | 1.8.0_121-b13 | AMD_EPYC_Win_HS18_1 | 14.706 | 19.9959 | 18.2485 | 14.7658 | 16.6776 | 25.641 |  | 11.8943 | 97.342 | 131.513 | 22.3748 | 136.3518 | 52558.2181 | 52611.8589 | 7.598 | 374.637 | 39423.2826 | 5.6934 | 333.8517 | 26296.888 | 3.7977 | 244.2216 | 13136.4745 | 1.8971 | 218.1537 | 590144.2505 | 590253.6705 | 10.0029 | 350.6913 | 442448.3616 | 7.4981 | 315.6894 | 295019.4259 | 4.9996 | 249.0334 | 147629.6116 | 2.5019 | 212.8477 | 148818.3068 | 144888.982 | 9.0859 | 352.4363 | 111563.2516 | 6.9961 | 354.6622 | 74409.8328 | 4.6662 | 245.3607 | 37184.4559 | 2.3318 | 203.3629 | 99930.0492 | 99927.5076 | 6.6368 | 302.8633 | 74940.5836 | 4.9773 | 278.3911 | 49957.9998 | 3.318 | 235.1885 | 25013.526 | 1.6613 | 193.167 | 165336.7454 | 165331.2207 | 7.9155 | 329.8971 | 124031.2816 | 5.9382 | 300.8548 | 82653.346 | 3.9572 | 242.7285 | 41339.6509 | 1.9792 | 197.5202 | 11881.0279 | 11890.7639 | 12.1726 | 327.2005 | 8923.3798 | 9.1349 | 292.8286 | 5936.5625 | 6.0773 | 253.4587 | 2969.3388 | 3.0397 | 195.6806 | 2291786.988 | 2292479.5535 | 6.4739 | 344.3317 | 2004881.1993 | 5.6617 | 315.4701 | 1721777.8113 | 4.8622 | 296.3608 | 1431601.2719 | 4.0428 | 275.303 | 1146928.5209 | 3.2389 | 246.9575 | 861311.4378 | 2.4323 | 220.6265 | 570190.0114 | 1.6102 | 203.1681 | 287432.4457 | 0.8117 | 188.7553 | 8667.6275 | 8655.5293 | 25.5733 | 191.2876 | 4339.018 | 12.8199 | 180.877 | 4626.0583 | 4605.039 | 33.7143 | 183.9152 | 2307.8461 | 16.8962 | 179.0802 | 77.1993 | 6.7013 | 296.3208 | 76.9653 | 6.681 | 301.8032 | 7583696.1377 | 51.2083 | 377.9198 | 7533596.7108 | 50.87 | 373.0787 | 146.9288 | [5 empty] | 4 | 0 | 0 | [14 empty] | 0 | 2018 |  | #REF! | #REF! | #REF! | #REF! |  | 1 | [5 empty] | TJ
ITI | TJ |  | 2018 | ITI972 | Low-End | [16 empty] | Rack |  | Managed | 1 | EPYC 7351P | 1 | 1 | 2400 | 16 | 2 | 32600 | 2 | Micro / MTA18ASF2G72PZ | 2 | Fixed hard disk media | SAS | 2 | 1 | 500 | Microsoft Windows Server 2012 R2 Standard | 6.3.9600 | Oracle Corporation | 1.8.0_121-b13 | AMD_EPYC_Win_HS18_1 | 3.7948 | 4.7688 | 16.1343 | 12.6293 | 13.7866 | 21.4163 |  | 2.5953 | 23.9615 | 44.5636 | 4.4966 | 27.9191 | 6203.7344 | 6214.6829 | 0.8975 | 170.828 | 4648.8427 | 0.67137 | 127.99 | 3097.8039 | 0.44738 | 118.8172 | 1545.4588 | 0.22319 | 111.6834 | 66474.3356 | 66465.9522 | 1.1264 | 170.9835 | 49852.0855 | 0.84483 | 127.4326 | 33265.5093 | 0.56374 | 118.642 | 16628.448 | 0.2818 | 113.0755 | 81967.6938 | 79012.6001 | 4.9549 | 230.5412 | 61477.0742 | 3.8552 | 215.1289 | 41011.2031 | 2.5718 | 149.5236 | 20472.2923 | 1.2838 | 125.5031 | 53643.0438 | 53644.1726 | 3.5629 | 192.5483 | 40221.4275 | 2.6714 | 175.3052 | 26806.9392 | 1.7804 | 146.0607 | 13415.6087 | 0.89102 | 120.3797 | 85682.6147 | 85762.6618 | 4.106 | 210.9643 | 64270.3562 | 3.077 | 190.3787 | 42864.6758 | 2.0522 | 148.3197 | 21435.1945 | 1.0262 | 123.6424 | 6357.7151 | 6360.5976 | 6.5113 | 211.3677 | 4771.6204 | 4.8847 | 188.2689 | 3177.172 | 3.2525 | 161.9027 | 1594.9831 | 1.6328 | 124.6224 | 226141.0144 | 228879.8613 | 0.64635 | 167.4792 | 199150.4088 | 0.56239 | 121.6098 | 169623.8534 | 0.47901 | 116.8176 | 141072.2884 | 0.39838 | 114.129 | 113518.4779 | 0.32057 | 111.6285 | 86392.3462 | 0.24397 | 108.8723 | 56362.5946 | 0.15917 | 104.662 | 28783.9469 | 0.081285 | 98.7224 | 1131.8266 | 1140.7056 | 3.3703 | 103.0819 | 567.3987 | 1.6764 | 95.4631 | 833.3492 | 827.6112 | 6.0591 | 99.1402 | 417.1785 | 3.0542 | 93.9941 | 8.4169 | 0.73064 | 162.6034 | 8.4213 | 0.73102 | 162.4558 | 829416.1432 | 5.6006 | 188.1085 | 773641.8291 | 5.2239 | 187.1105 | 88.9652 | [5 empty] | 4 | 0 | 0 | [14 empty] | 0 | 2018 |  | #REF! | #REF! | #REF! | #REF! |  | 1 | [5 empty] | TJ
ITI | TJ |  | 2018 | ITI973 | Minimum Power | [16 empty] | Rack |  | Managed | 1 | EPYC 7251 | 1 | 1 | 2100 | 8 | 2 | 16216 | 1 | Micro / MTA18ASF2G72PZ | 1 | Fixed hard disk media | SAS | 1 | 1 | 500 | Microsoft Windows Server 2012 R2 Standard | 6.3.9600 | Oracle Corporation | 1.8.0_121-b13 | AMD_EPYC_Win_HS18_1 | 4.9537 | 5.9354 | 10.6958 | 7.9683 | 8.9473 | 14.0071 |  | 3.7918 | 12.368 | 25.1731 | 6.1019 | 22.6502 | 7394.5522 | 7387.1777 | 1.0668 | 144.3075 | 5561.642 | 0.80319 | 126.2845 | 3690.2143 | 0.53293 | 108.9965 | 1845.1077 | 0.26646 | 101.7303 | 73188.0083 | 73067.6899 | 1.2383 | 144.9271 | 54899.8042 | 0.93038 | 126.7413 | 36597.8185 | 0.62022 | 107.9454 | 18306.2912 | 0.31023 | 90.0827 | 40492.561 | 39045.5045 | 2.4485 | 155.7836 | 30322.8718 | 1.9015 | 149.424 | 20247.9556 | 1.2697 | 117.7258 | 10117.1095 | 0.63444 | 104.5817 | 26818.8848 | 26816.4915 | 1.7811 | 141.1798 | 20133.0443 | 1.3372 | 133.5308 | 13418.9281 | 0.89124 | 120.2082 | 6697.7954 | 0.44484 | 103.3502 | 43610.2218 | 43493.3167 | 2.0823 | 151.1253 | 32713.3362 | 1.5662 | 141.6367 | 21814.1908 | 1.0444 | 123.3069 | 10901.8281 | 0.52194 | 105.1001 | 3189.6891 | 3190.3743 | 3.266 | 150.2271 | 2393.9812 | 2.4507 | 139.9698 | 1603.1256 | 1.6411 | 126.0102 | 799.4143 | 0.81836 | 105.3922 | 318595.4637 | 323626.1111 | 0.91391 | 143.5039 | 279158.9328 | 0.78833 | 128.2042 | 237830.8754 | 0.67163 | 120.0412 | 200087.4028 | 0.56504 | 112.5751 | 157347.6473 | 0.44434 | 106.6396 | 118071.774 | 0.33343 | 101.9936 | 79225.5154 | 0.22373 | 96.8192 | 38731.6576 | 0.10938 | 88.5985 | 463.5339 | 474.9373 | 1.4032 | 81.7381 | 229.0385 | 0.67671 | 75.9459 | 377.6491 | 372.2635 | 2.7254 | 78.8012 | 188.0424 | 1.3767 | 75.1382 | 9.4448 | 0.81986 | 133.2256 | 9.4228 | 0.81795 | 135.192 | 601031.3869 | 4.0584 | 159.8432 | 535065.6142 | 3.613 | 159.5125 | 73.0769 | [5 empty] | 4 | 0 | 0 | [14 empty] | 0 | 2018 |  | #REF! | #REF! | #REF! | #REF! |  | 1 | [5 empty] | TJ
ITI | TJ |  | 2018 | ITI974 | Typical | [16 empty] | Rack |  | Managed | 1 | EPYC 7401P | 1 | 1 | 2000 | 24 | 2 | 130904 | 8 | Micro / MTA18ASF2G72PZ | 4 | Fixed hard disk media | SAS | 2 | 1 | 800 | Microsoft Windows Server 2012 R2 Standard | 6.3.9600 | Oracle Corporation | 1.8.0_121-b13 | AMD_EPYC_Win_HS18_1 | 14.6748 | 21.7721 | 17.2759 | 13.8776 | 15.646 | 23.3521 |  | 11.7567 | 53.7133 | 88.4109 | 27.8956 | 135.4745 | 40223.4386 | 39870.1497 | 5.7579 | 268.9702 | 30193.794 | 4.3605 | 261.7909 | 20114.8258 | 2.9049 | 197.886 | 10055.4475 | 1.4522 | 163.9069 | 526313.0914 | 523561.2704 | 8.8727 | 284.5273 | 394603.0418 | 6.6873 | 274.3579 | 263217.7739 | 4.4607 | 204.776 | 131600.6131 | 2.2302 | 164.3357 | 102503.9403 | 99477.5163 | 6.2382 | 243.7099 | 76874.9369 | 4.8208 | 256.9843 | 51232.2269 | 3.2128 | 180.3802 | 25616.4945 | 1.6064 | 154.2331 | 74264.9603 | 73890.1292 | 4.9075 | 231.8058 | 55706.7629 | 3.6998 | 225.0091 | 37121.2952 | 2.4655 | 189.4926 | 18548.8098 | 1.2319 | 150.4383 | 116721.6475 | 116174.5859 | 5.562 | 235.0058 | 87511.549 | 4.1897 | 234.0843 | 58361.6351 | 2.7942 | 180.8091 | 29195.1124 | 1.3978 | 152.6929 | 8442.0734 | 8406.4049 | 8.6056 | 236.1917 | 6315.8598 | 6.4655 | 235.4851 | 4219.915 | 4.3199 | 201.9488 | 2100.0082 | 2.1498 | 154.696 | 1917847.4519 | 1909692.6317 | 5.3929 | 274.7573 | 1679331.3935 | 4.7424 | 274.6427 | 1439530.6043 | 4.0652 | 260.0905 | 1198869.5339 | 3.3856 | 241.9934 | 958732.816 | 2.7074 | 219.7934 | 714421.7627 | 2.0175 | 185.4764 | 479650.7945 | 1.3545 | 166.0361 | 239896.1618 | 0.67746 | 150.3597 | 3365.4301 | 3365.8018 | 9.9445 | 139.3707 | 1683.4283 | 4.9738 | 123.008 | 2221.0902 | 2216.2842 | 16.2258 | 134.5632 | 1116.8435 | 8.1766 | 126.1368 | 89.8637 | 7.8007 | 276.5533 | 89.331 | 7.7544 | 281.0813 | 5367299.8876 | 36.2422 | 266.3983 | 5277562.337 | 35.6363 | 263.0479 | 102.2995 | [5 empty] | 4 | 0 | 0 | [14 empty] | 0 | 2018 |  | #REF! | #REF! | #REF! | #REF! |  | 1 | [5 empty] | TJ
ITI | TK_1 |  | 2018 | ITI976 | Low-End | [16 empty] | Rack |  | Managed | 1 | Silver 4109T | 2 | 1 | 2001 | 8 | 2 | 7318 | 1 | Micron 2400 MHz DDR4 | 15 | Fixed hard disk media | SAS | 1 | 0 | 550 | Microsoft Windows Server 2012 R2 Standard | 6.3.9600 | Oracle Corporation | 1.8.0_144-b01 | Intel_Win_HS18_5 | 4.73 | 4.3508 | 7.4623 | 3.8447 | 4.3767 | 6.674 |  | 1.7687 | 26.7732 | 367.2692 | 4.5231 | 3.0037 | 11634.8201 | 11701.337 | 1.6899 | 221.0698 | 8722.8894 | 1.2597 | 197.2045 | 5809.9792 | 0.83906 | 188.9556 | 2912.7074 | 0.42064 | 182.2148 | 88872.5071 | 88908.2959 | 1.5067 | 216.2126 | 66682.9489 | 1.1301 | 190.0172 | 44412.1673 | 0.75265 | 185.1917 | 22213.9397 | 0.37646 | 176.962 | 43291.985 | 43112.3487 | 2.7036 | 224.0381 | 32469.2391 | 2.0361 | 207.0613 | 21651.9856 | 1.3578 | 191.7597 | 10820.9852 | 0.67858 | 183.8724 | 20097.4103 | 20122.6199 | 1.3365 | 210.1373 | 15069.8975 | 1.0009 | 193.5478 | 10049.6996 | 0.66746 | 185.5283 | 5025.5718 | 0.33378 | 180.7431 | 32146.0144 | 32190.2922 | 1.5412 | 214.4782 | 24091.1487 | 1.1534 | 197.328 | 16081.2227 | 0.76991 | 186.9461 | 8041.9914 | 0.38502 | 181.4999 | 2295.5393 | 2303.9086 | 2.3585 | 214.3458 | 1726.5044 | 1.7674 | 198.2219 | 1142.3815 | 1.1695 | 186.5383 | 571.0153 | 0.58455 | 181.2206 | 244485.5883 | 250845.7887 | 0.70838 | 199.155 | 213954.1681 | 0.6042 | 192.1974 | 182936.9413 | 0.51661 | 186.8118 | 152680.938 | 0.43117 | 183.9276 | 122425.7148 | 0.34573 | 182.0663 | 91807.172 | 0.25926 | 180.2556 | 62112.8445 | 0.1754 | 178.4205 | 30501.1924 | 0.086134 | 175.0629 | 2257.2839 | 2241.1912 | 6.6217 | 176.565 | 1127.0257 | 3.3299 | 174.2174 | 12856.7063 | 12372.6934 | 90.5827 | 178.5045 | 6422.8038 | 47.0225 | 176.9021 | 10.8078 | 0.93818 | 207.2866 | 10.7981 | 0.93733 | 207.3691 | 86134.709 | 0.58162 | 193.6314 | 86134.709 | 0.58162 | 193.6314 | 167.6589 | [5 empty] | 2 | 0 | 0 | [14 empty] | 0 | 2018 |  | #REF! | #REF! | #REF! | #REF! |  | 1 | [5 empty] | TK_1
ITI | TN_1 |  | 2018 | ITI987 | Low-End | [16 empty] | Rack |  | Managed | 1 | Silver 4109T | 2 | 1 | 2001 | 8 | 2 | 7349 | 1 | 8GB | 2 | External hard disk media | SAS | 1 | 0 | 900 | Microsoft Windows Server 2012 R2 Standard Evaluation | 6.3.9600 | Oracle Corporation | 1.8.0_144-b01 | Intel_Win_HS18_5 | 7.9825 | 6.9941 | 11.6409 | 6.2511 | 7.1527 | 10.7323 |  | 5.6628 | 52.7324 | 770.555 | 7.1907 | 4.5627 | 12377.0078 | 12460.8452 | 1.7996 | 142.2927 | 9296.2834 | 1.3425 | 125.7638 | 6185.0765 | 0.89323 | 118.2859 | 3095.7534 | 0.44708 | 112.2545 | 89460.4893 | 89473.6393 | 1.5163 | 137.925 | 67140.9695 | 1.1378 | 118.6689 | 44708.8734 | 0.75767 | 114.6468 | 22362.881 | 0.37898 | 110.3277 | 42883.7295 | 42801.1444 | 2.684 | 145.3202 | 32155.0542 | 2.0164 | 132.7972 | 21414.1617 | 1.3429 | 121.0758 | 10713.4742 | 0.67184 | 113.8039 | 20214.9594 | 20219.3113 | 1.3429 | 132.7381 | 15176.0169 | 1.0079 | 120.1772 | 10109.5106 | 0.67144 | 114.1636 | 5063.7866 | 0.33632 | 109.9165 | 32709.9587 | 32780.5243 | 1.5694 | 136.1398 | 24531.7728 | 1.1745 | 123.1766 | 16348.6344 | 0.78272 | 116.1174 | 8185.1778 | 0.39188 | 110.9281 | 2292.6612 | 2304.0817 | 2.3587 | 136.2665 | 1718.3091 | 1.759 | 123.9168 | 1146.3072 | 1.1735 | 115.6431 | 574.2165 | 0.58782 | 110.4735 | 513931.904 | 515922.4142 | 1.4569 | 140.2318 | 451303.6074 | 1.2745 | 132.1473 | 384193.8268 | 1.0849 | 124.8149 | 324417.8932 | 0.91614 | 120.2223 | 257323.5247 | 0.72667 | 116.9717 | 192978.4726 | 0.54496 | 114.2304 | 127932.0411 | 0.36128 | 111.6264 | 64037.5901 | 0.18084 | 108.8752 | 2700.8994 | 2699.018 | 7.9744 | 107.4535 | 1353.4733 | 3.9989 | 106.725 | 16188.1405 | 15847.1649 | 116.0199 | 108.1332 | 8092.7096 | 59.2482 | 107.0635 | 10.8582 | 0.94256 | 130.9586 | 10.851 | 0.94193 | 131.113 | 78512.9374 | 0.53015 | 116.1936 | 78512.9374 | 0.53015 | 116.1936 | 106.0241 | [5 empty] | 0 | 0 | 0 | [14 empty] | 0 | 2018 |  | #REF! | #REF! | #REF! | #REF! |  | 1 | [5 empty] | TN_1
ITI | TX |  | 2017 | ITI1020 | High-End | [16 empty] | Rack |  | Managed | 1 | EPYC 7601 | 1 | 1 | 2200 | 32 | 2 | 65536 | 8 | 8GB 1Rx8 PC4-2666 | 10 | Solid State Disk Media | SATA | 2 | 1 | 550 | Microsoft Windows Server 2012 R2 Datacenter | 6.3.9600 | Oracle Corporation | 1.8.0_121-b13 | AMD_EPYC_Win_HS18_1 | 8.9086 | 9.4384 | 17.4733 | 13.2703 | 14.8258 | 22.0239 |  | 6.5102 | 257.3385 | 2674.1657 | 9.7842 | 87.4339 | 27391.8257 | 27456.2353 | 3.9651 | 285.4125 | 20540.2489 | 2.9664 | 250.3922 | 13684.802 | 1.9763 | 235.6906 | 6850.911 | 0.98939 | 216.7867 | 236796.1531 | 236826.1317 | 4.0135 | 274.9729 | 177566.4622 | 3.0092 | 243.136 | 118398.5613 | 2.0065 | 224.8279 | 59238.6944 | 1.0039 | 203.946 | 137616.8295 | 139657.6304 | 8.7579 | 329.4075 | 103205.4679 | 6.472 | 297.953 | 68821.227 | 4.3158 | 252.813 | 34385.5001 | 2.1563 | 228.048 | 88073.0145 | 88063.2803 | 5.8488 | 270.9765 | 66068.293 | 4.388 | 256.8956 | 44017.194 | 2.9235 | 232.3526 | 22041.1804 | 1.4639 | 218.9721 | 140626.8069 | 140857.4514 | 6.7438 | 283.099 | 105461.4665 | 5.0491 | 267.1306 | 70312.7331 | 3.3663 | 238.2554 | 35150.6556 | 1.6829 | 221.5897 | 9749.9425 | 9756.6561 | 9.9879 | 282.1125 | 7310.4216 | 7.4837 | 264.2823 | 4874.6945 | 4.9902 | 240.7053 | 2436.1019 | 2.4938 | 220.3044 | 1161703.6285 | 1176801.8502 | 3.3232 | 278.1567 | 1018682.3293 | 2.8767 | 252.2859 | 871570.0381 | 2.4613 | 245.2117 | 722062.1243 | 2.0391 | 238.6631 | 582203.9106 | 1.6441 | 232.7179 | 432407.9078 | 1.2211 | 226.3619 | 290204.5564 | 0.81953 | 219.1378 | 144903.2108 | 0.4092 | 211.1711 | 27936.7551 | 27895.7004 | 82.4195 | 232.5741 | 13961.1092 | 41.2489 | 220.7352 | 119164.4839 | 119469.207 | 874.6556 | 236.8855 | 59611.9088 | 436.4295 | 225.3389 | 29.4555 | 2.5569 | 261.6853 | 29.5363 | 2.5639 | 261.6894 | 4075781.0083 | 27.5214 | 308.7017 | 3999482.8596 | 27.0062 | 308.8753 | 183.4797 | [5 empty] | 6 | 2 | 0 | [14 empty] | 0 | 2017 |  | #REF! | #REF! | #REF! | #REF! |  | 1 | [5 empty] | TX
ITI | TX |  | 2017 | ITI1021 | Low-End | [16 empty] | Rack |  | Managed | 1 | EPYC 7301 | 1 | 1 | 2200 | 16 | 2 | 65536 | 4 | 16GB 2Rx8 PC4-2666 | 2 | Fixed hard disk media | SATA | 2 | 1 | 550 | Microsoft Windows Server 2012 R2 Datacenter | 6.3.9600 | Oracle Corporation | 1.8.0_121-b13 | AMD_EPYC_Win_HS18_1 | 9.3746 | 9.1859 | 17.9037 | 13.797 | 15.0854 | 22.4164 |  | 8.2059 | 77.0707 | 1381.7942 | 8.5647 | 78.1752 | 13470.1649 | 13483.198 | 1.9472 | 140.7682 | 10105.1723 | 1.4594 | 120.9111 | 6737.9056 | 0.97307 | 108.6656 | 3364.6697 | 0.48591 | 94.0602 | 103953.9325 | 103871.9911 | 1.7603 | 138.4758 | 77978.3778 | 1.3215 | 111.8006 | 52028.9391 | 0.88173 | 97.5721 | 25976.5955 | 0.44022 | 83.9512 | 69092.5498 | 69971.7459 | 4.3879 | 167.6825 | 51823.5816 | 3.2498 | 149.7558 | 34554.2073 | 2.1669 | 124.8931 | 17294.2052 | 1.0845 | 103.9931 | 43962.2749 | 43996.2423 | 2.9221 | 136.2231 | 32948.6278 | 2.1883 | 127.8628 | 21975.6862 | 1.4595 | 110.1817 | 10994.4225 | 0.73021 | 98.0006 | 69808.473 | 69768.7358 | 3.3403 | 142.7845 | 52324.004 | 2.5051 | 135.3843 | 34928.1632 | 1.6722 | 116.0951 | 17460.3828 | 0.83594 | 100.6446 | 4833.4096 | 4843.4049 | 4.9582 | 142.3306 | 3623.4904 | 3.7094 | 133.5783 | 2422.3642 | 2.4798 | 115.9879 | 1205.5024 | 1.2341 | 101.0787 | 712368.8093 | 723463.0651 | 2.043 | 152.1774 | 623189.3876 | 1.7599 | 133.5378 | 534158.4034 | 1.5084 | 126.3224 | 444992.4126 | 1.2566 | 117.4124 | 357675.2075 | 1.0101 | 110.8623 | 265848.5509 | 0.75075 | 104.9365 | 177783.758 | 0.50205 | 99.0935 | 89623.785 | 0.25309 | 91.9291 | 3337.2883 | 3318.3248 | 9.8042 | 92.2088 | 1661.6421 | 4.9094 | 87.8801 | 25064.0739 | 25066.8279 | 183.5188 | 95.4014 | 12532.6858 | 91.7541 | 92.4409 | 13.1045 | 1.1375 | 130.5258 | 13.0666 | 1.1343 | 134.7588 | 1930844.3497 | 13.0379 | 158.8122 | 1895916.3912 | 12.802 | 163.7605 | 74.3838 | [5 empty] | 4 | 0 | 0 | [14 empty] | 0 | 2017 |  | #REF! | #REF! | #REF! | #REF! |  | 1 | [5 empty] | TX
ITI | TX |  | 2017 | ITI1022 | Minimum Power | [16 empty] | Rack |  | Managed | 1 | EPYC 7251 | 1 | 1 | 2100 | 8 | 2 | 131072 | 4 | 32GB 2Rx4 PC4-2666 | 1 | Fixed hard disk media | SATA | 1 | 0 | 550 | Microsoft Windows Server 2012 R2 Datacenter | 6.3.9600 | Oracle Corporation | 1.8.0_121-b13 | AMD_EPYC_Win_HS18_1 | 5.3411 | 6.4085 | 8.1738 | 5.7076 | 6.4986 | 9.6494 |  | 4.8734 | 28.1557 | 509.2516 | 8.0529 | 64.7375 | 9501.4149 | 9505.1364 | 1.3727 | 155.3335 | 7119.7501 | 1.0282 | 146.3122 | 4748.6674 | 0.68579 | 138.3994 | 2384.383 | 0.34435 | 130.207 | 95920.5597 | 95982.1017 | 1.6266 | 156.0036 | 71908.4428 | 1.2186 | 147.1899 | 48004.3447 | 0.81352 | 137.9184 | 23983.3146 | 0.40644 | 122.699 | 32999.2688 | 33310.8899 | 2.0889 | 153.4681 | 24720.6689 | 1.5502 | 146.5728 | 16497.9663 | 1.0346 | 135.9957 | 8256.6123 | 0.51777 | 127.0345 | 20992.0244 | 20980.5918 | 1.3935 | 141.4718 | 15736.9198 | 1.0452 | 138.1217 | 10504.1086 | 0.69764 | 132.6851 | 5235.9289 | 0.34775 | 128.4144 | 33465.5767 | 33531.353 | 1.6054 | 144.0299 | 25122.3671 | 1.2028 | 140.4224 | 16708.9131 | 0.79996 | 133.8821 | 8371.3349 | 0.40079 | 128.1866 | 2319.4538 | 2327.7942 | 2.383 | 143.3386 | 1739.1036 | 1.7803 | 139.1359 | 1158.9139 | 1.1864 | 133.5254 | 577.2904 | 0.59097 | 128.8346 | 523151.036 | 527349.9779 | 1.4892 | 157.9315 | 456993.8003 | 1.2905 | 153.3913 | 392699.6024 | 1.109 | 149.649 | 326480.5395 | 0.92197 | 145.3685 | 262761.0798 | 0.74203 | 141.4118 | 196107.735 | 0.5538 | 137.446 | 129880.8711 | 0.36678 | 133.1956 | 65501.064 | 0.18497 | 126.212 | 1663.6213 | 1643.5936 | 4.8561 | 125.7745 | 831.7963 | 2.4576 | 119.6936 | 12508.1511 | 12602.3376 | 92.264 | 129.5903 | 6261.1528 | 45.839 | 125.8433 | 14.188 | 1.2316 | 152.2158 | 14.0965 | 1.2237 | 152.6744 | 1490928.7156 | 10.0674 | 156.8359 | 1501709.2323 | 10.1402 | 156.635 | 105.2751 | [5 empty] | 2 | 0 | 0 | [14 empty] | 0 | 2017 |  | #REF! | #REF! | #REF! | #REF! |  | 1 | [5 empty] | TX
ITI | TX |  | 2017 | ITI1023 | Typical | [16 empty] | Rack |  | Managed | 1 | EPYC 7351P | 1 | 1 | 2400 | 16 | 2 | 65536 | 8 | 8GB 1Rx8 PC4-2666 | 4 | Fixed hard disk media | SAS | 2 | 1 | 550 | Microsoft Windows Server 2012 R2 Datacenter | 6.3.9600 | Oracle Corporation | 1.8.0_121-b13 | AMD_EPYC_Win_HS18_1 | 11.3604 | 13.898 | 15.533 | 11.4486 | 12.8098 | 19.0816 |  | 10.3505 | 56.6818 | 1078.5621 | 14.5599 | 80.3869 | 24177.4139 | 24182.4144 | 3.4923 | 204.6283 | 18143.1116 | 2.6202 | 183.7844 | 12117.8371 | 1.75 | 160.3373 | 6048.3867 | 0.87349 | 139.2734 | 236554.5766 | 236583.2943 | 4.0093 | 199.3959 | 177414.7282 | 3.0066 | 170.6182 | 118307.2607 | 2.0049 | 153.7866 | 59128.3961 | 1.002 | 124.0701 | 75176.9734 | 75739.6656 | 4.7496 | 206.4289 | 56366.8048 | 3.5347 | 184.3185 | 37614.7459 | 2.3588 | 154.6571 | 18809.9697 | 1.1796 | 136.3643 | 47991.5987 | 48050.3195 | 3.1913 | 174.3773 | 35987.0933 | 2.3901 | 165.7054 | 23990.2058 | 1.5933 | 146.2734 | 12021.1644 | 0.7984 | 133.6342 | 76786.8084 | 76712.4243 | 3.6727 | 182.1877 | 57585.2875 | 2.757 | 172.1207 | 38391.0348 | 1.838 | 149.7724 | 19207.095 | 0.91957 | 135.3321 | 5310.4039 | 5319.3063 | 5.4454 | 180.6947 | 3993.2592 | 4.0879 | 168.9483 | 2661.6405 | 2.7247 | 150.857 | 1330.0734 | 1.3616 | 135.2611 | 1302516.2076 | 1317172.9511 | 3.7196 | 207.7693 | 1140396.3215 | 3.2204 | 196.9937 | 974247.4869 | 2.7512 | 188.6973 | 817088.9436 | 2.3074 | 177.5455 | 653050.0916 | 1.8442 | 163.8414 | 489693.8083 | 1.3829 | 151.9224 | 327456.7288 | 0.92473 | 141.469 | 162809.3521 | 0.45977 | 129.6298 | 3353.235 | 3292.5272 | 9.728 | 125.4811 | 1677.8422 | 4.9573 | 119.6192 | 26373.6104 | 26561.493 | 194.4615 | 128.8441 | 13210.7136 | 96.718 | 125.4834 | 30.409 | 2.6397 | 179.0627 | 30.4427 | 2.6426 | 183.7645 | 2528605.7192 | 17.0742 | 209.3726 | 2481862.2653 | 16.7586 | 208.4739 | 96.2616 | [5 empty] | 4 | 0 | 0 | [14 empty] | 0 | 2017 |  | #REF! | #REF! | #REF! | #REF! |  | 1 | [5 empty] | TX
ITI | TY |  | 2017 | ITI1024 | High-End | [16 empty] | Rack |  | Managed | 1 | EPYC 7601 | 1 | 1 | 2200 | 32 | 2 | 131072 | 16 | 8GB 2Rx8 PC4-2666 | 14 | Solid State Disk Media | SATA | 2 | 1 | 1600 | Microsoft Windows Server 2012 R2 Datacenter | 6.3.9600 | Oracle Corporation | 1.8.0_121-b13 | AMD_EPYC_Win_HS18_1 | 4.2312 | 4.2263 | 17.8309 | 13.5403 | 14.8616 | 22.3188 |  | 2.7582 | 215.8743 | 3701.7184 | 7.2994 | 88.3847 | 11539.7151 | 11608.4489 | 1.6765 | 250.8865 | 8645.5929 | 1.2486 | 221.7554 | 5774.5487 | 0.83394 | 211.1703 | 2882.8685 | 0.41633 | 192.9888 | 96362.6522 | 96301.1037 | 1.632 | 247.7003 | 72280.52 | 1.2249 | 221.1794 | 48207.6638 | 0.81697 | 204.8125 | 24095.8012 | 0.40835 | 186.2972 | 137463.8419 | 139328.9472 | 8.7373 | 321.4974 | 103099.5922 | 6.4653 | 291.2657 | 68756.8082 | 4.3117 | 248.0325 | 34355.3773 | 2.1544 | 223.5021 | 88157.306 | 88208.4783 | 5.8585 | 266.021 | 66071.3754 | 4.3882 | 251.6717 | 44062.7992 | 2.9265 | 227.7222 | 22042.0364 | 1.464 | 214.9229 | 137638.4372 | 137955.1066 | 6.6048 | 276.9576 | 103195.3693 | 4.9406 | 261.2238 | 68796.6572 | 3.2937 | 232.7094 | 34437.4621 | 1.6487 | 215.7649 | 9750.1368 | 9755.722 | 9.9869 | 278.8137 | 7301.4577 | 7.4745 | 260.9673 | 4866.3562 | 4.9817 | 237.1356 | 2440.0767 | 2.4979 | 216.9616 | 446473.8952 | 448676.4349 | 1.267 | 245.7885 | 389231.2599 | 1.0992 | 218.0563 | 335578.1083 | 0.94766 | 217.1715 | 279124.9234 | 0.78824 | 214.1594 | 223560.9796 | 0.63133 | 211.4757 | 167734.8854 | 0.47368 | 208.4417 | 111028.1364 | 0.31354 | 206.2091 | 55094.7406 | 0.15559 | 199.9764 | 23501.0973 | 23362.9974 | 69.0274 | 234.861 | 11726.0284 | 34.6452 | 218.5002 | 169282.6593 | 169222.6966 | 1238.9099 | 245.6947 | 84628.3975 | 619.5797 | 227.9998 | 20.7577 | 1.8019 | 251.8123 | 21.7596 | 1.8889 | 253.6702 | 3750663.8586 | 25.326 | 280.8448 | 3659194.2813 | 24.7084 | 279.555 | 176.5082 | [5 empty] | 2 | 2 | 0 | [14 empty] | 0 | 2017 |  | #REF! | #REF! | #REF! | #REF! |  | 1 | [5 empty] | TY
ITI | TY |  | 2017 | ITI1025 | Low-End | [16 empty] | Rack |  | Managed | 1 | EPYC 7301 | 1 | 1 | 2200 | 16 | 2 | 65536 | 4 | 16GB 2Rx8 PC4-2666 | 2 | Fixed hard disk media | SAS | 2 | 1 | 750 | Microsoft Windows Server 2012 R2 Datacenter | 6.3.9600 | Oracle Corporation | 1.8.0_121-b13 | AMD_EPYC_Win_HS18_1 | 2.6588 | 2.9833 | 12.8505 | 9.1926 | 10.0225 | 15.3292 |  | 2.7107 | 43.6271 | 836.3572 | 4.6554 | 43.2252 | 5514.619 | 5537.2283 | 0.79967 | 183.7578 | 4126.7163 | 0.59597 | 167.3515 | 2763.0612 | 0.39903 | 162.27 | 1381.0294 | 0.19944 | 152.0844 | 51457.0804 | 51432.1611 | 0.87161 | 181.9655 | 38602.08 | 0.65418 | 165.58 | 25753.679 | 0.43644 | 156.0068 | 12868.9814 | 0.21809 | 145.7633 | 69075.9524 | 70212.3576 | 4.403 | 214.7831 | 51798.7219 | 3.2483 | 197.8074 | 34537.7438 | 2.1658 | 176.8833 | 17253.5976 | 1.082 | 163.5444 | 44067.733 | 44058.568 | 2.9262 | 188.4459 | 33028.118 | 2.1936 | 182.0751 | 22014.2975 | 1.4621 | 171.2512 | 11018.9685 | 0.73184 | 163.6987 | 68065.0212 | 68215.956 | 3.2659 | 195.0821 | 51036.668 | 2.4435 | 187.8005 | 34016.3097 | 1.6286 | 173.9435 | 17017.7601 | 0.81475 | 164.673 | 4867.367 | 4874.7371 | 4.9903 | 193.9843 | 3651.5623 | 3.7381 | 186.542 | 2432.3133 | 2.49 | 175.355 | 1222.9188 | 1.2519 | 165.9575 | 338199.6927 | 342054.4839 | 0.96595 | 186.7831 | 295889.5384 | 0.83558 | 171.5566 | 252724.8881 | 0.71369 | 167.1528 | 209999.2687 | 0.59303 | 166.3848 | 169386.2193 | 0.47834 | 164.441 | 126738.1856 | 0.3579 | 162.3184 | 83735.3214 | 0.23647 | 157.4695 | 42643.0484 | 0.12042 | 152.5224 | 3327.0175 | 3336.8502 | 9.8589 | 160.738 | 1661.7079 | 4.9096 | 158.2143 | 26257.0946 | 26537.3118 | 194.2844 | 165.3545 | 13146.5679 | 96.2484 | 161.6709 | 9.1684 | 0.79586 | 185.0918 | 10.8684 | 0.94344 | 187.1765 | 1298434.9338 | 8.7676 | 196.8912 | 1268757.3775 | 8.5672 | 198.1986 | 142.2556 | [5 empty] | 2 | 0 | 0 | [14 empty] | 0 | 2017 |  | #REF! | #REF! | #REF! | #REF! |  | 1 | [5 empty] | TY
ITI | TY |  | 2017 | ITI1026 | Minimum Power | [16 empty] | Rack |  | Managed | 1 | EPYC 7251 | 1 | 1 | 2100 | 8 | 2 | 131072 | 4 | 32GB 2Rx4 PC4-2666 | 1 | Fixed hard disk media | SATA | 1 | 0 | 495 | Microsoft Windows Server 2012 R2 Datacenter | 6.3.9600 | Oracle Corporation | 1.8.0_121-b13 | AMD_EPYC_Win_HS18_1 | 2.0949 | 2.3796 | 5.2747 | 3.6551 | 4.1323 | 6.2033 |  | 1.8533 | 17.5438 | 312.0521 | 4.1364 | 41.2568 | 5548.6191 | 5559.4193 | 0.80287 | 223.5502 | 4150.1416 | 0.59935 | 214.3801 | 2783.2184 | 0.40194 | 208.6888 | 1391.4608 | 0.20095 | 201.7812 | 52834.2144 | 52840.0597 | 0.89547 | 223.1892 | 39605.5978 | 0.67119 | 213.4511 | 26409.1119 | 0.44755 | 205.4244 | 13222.5824 | 0.22408 | 192.0737 | 32867.7144 | 33244.917 | 2.0848 | 230.1742 | 24674.0099 | 1.5473 | 223.1726 | 16455.7774 | 1.0319 | 212.4255 | 8212.471 | 0.515 | 202.9514 | 20988.9472 | 21020.9325 | 1.3961 | 217.6514 | 15739.7042 | 1.0454 | 214.313 | 10500.7908 | 0.69742 | 208.8021 | 5256.238 | 0.3491 | 204.4162 | 33183.039 | 33211.1773 | 1.59 | 220.5274 | 24883.4877 | 1.1913 | 216.8234 | 16590.6544 | 0.7943 | 210.0812 | 8295.0478 | 0.39714 | 204.0145 | 2324.2155 | 2325.4678 | 2.3806 | 219.4317 | 1747.2512 | 1.7887 | 215.4128 | 1161.154 | 1.1887 | 209.8078 | 580.6809 | 0.59444 | 204.8765 | 293200.5444 | 294258.14 | 0.83097 | 224.4646 | 257338.6488 | 0.72671 | 217.8312 | 220611.1827 | 0.623 | 214.9874 | 180976.4902 | 0.51107 | 212.1439 | 146513.3249 | 0.41375 | 209.3964 | 109892.0308 | 0.31033 | 207.0167 | 73898.0246 | 0.20869 | 202.9761 | 36707.048 | 0.10366 | 195.5671 | 1677.7578 | 1663.2058 | 4.914 | 201.4898 | 836.4972 | 2.4715 | 195.8373 | 12256.8042 | 12333.0682 | 90.2926 | 206.1479 | 6121.2419 | 44.8147 | 201.5764 | 9.5384 | 0.82799 | 225.2875 | 12.2428 | 1.0627 | 228.2763 | 1481289.6023 | 10.0023 | 233.6972 | 1426087.1578 | 9.6295 | 233.4049 | 181.0158 | [5 empty] | 2 | 2 | 0 | [14 empty] | 0 | 2017 |  | #REF! | #REF! | #REF! | #REF! |  | 1 | [5 empty] | TY
ITI | TY |  | 2017 | ITI1027 | Typical | [16 empty] | Rack |  | Managed | 1 | EPYC 7351P | 1 | 1 | 2400 | 16 | 2 | 65536 | 8 | 8GB 1Rx8 PC4-2666 | 4 | Fixed hard disk media | SAS | 2 | 1 | 1100 | Microsoft Windows Server 2012 R2 Datacenter | 6.3.9600 | Oracle Corporation | 1.8.0_121-b13 | AMD_EPYC_Win_HS18_1 | 5.7335 | 6.4374 | 12.3046 | 9.0305 | 10.1402 | 14.9041 |  | 6.0635 | 75.5643 | 1452.8932 | 10.281 | 67.3998 | 14141.161 | 14171.6449 | 2.0466 | 219.9638 | 10611.7668 | 1.5325 | 202.1959 | 7079.5942 | 1.0224 | 191.4656 | 3529.5777 | 0.50973 | 177.6353 | 130944.5185 | 130884.9411 | 2.2181 | 213.7902 | 98174.7949 | 1.6638 | 196.8647 | 65486.7137 | 1.1098 | 186.1894 | 32726.2955 | 0.55461 | 168.7867 | 75366.9598 | 75919.5272 | 4.7609 | 242.3013 | 56553.4565 | 3.5464 | 224.5657 | 37710.0544 | 2.3648 | 202.3921 | 18849.565 | 1.182 | 186.9607 | 48045.3333 | 48113.8176 | 3.1955 | 210.2982 | 36050.9938 | 2.3944 | 205.7897 | 24028.5206 | 1.5959 | 186.2388 | 12019.0036 | 0.79826 | 181.8437 | 76169.2736 | 76255.7842 | 3.6509 | 214.9955 | 57131.8436 | 2.7353 | 207.6507 | 38065.7934 | 1.8225 | 194.989 | 19053.5983 | 0.91222 | 180.3797 | 5323.9967 | 5328.2741 | 5.4545 | 217.2182 | 3972.5691 | 4.0667 | 208.2802 | 2662.1425 | 2.7252 | 198.1123 | 1331.8465 | 1.3634 | 186.3603 | 911149.5408 | 922916.7355 | 2.6063 | 225.8793 | 798216.6837 | 2.2541 | 215.8763 | 681995.0518 | 1.9259 | 206.3615 | 566054.6145 | 1.5985 | 197.1417 | 454554.0415 | 1.2836 | 195.3562 | 341626.4816 | 0.96474 | 191.9668 | 228691.8435 | 0.64582 | 188.032 | 113616.7487 | 0.32085 | 181.5758 | 6721.1052 | 6635.5102 | 19.605 | 186.0309 | 3358.3992 | 9.9226 | 183.136 | 52777.5606 | 52480.5052 | 384.2192 | 190.1156 | 26373.0861 | 193.0821 | 184.857 | 26.2613 | 2.2796 | 219.9596 | 25.9407 | 2.2518 | 220.7883 | 2392642.0126 | 16.1561 | 238.379 | 2360567.8667 | 15.9395 | 236.4921 | 156.2182 | [5 empty] | 2 | 0 | 0 | [14 empty] | 0 | 2017 |  | #REF! | #REF! | #REF! | #REF! |  | 1 | [5 empty] | TY
ITI | TA_1 |  | 2017 | ITI941 | Low-End | [16 empty] | Rack |  | Managed | 1 | Gold 5118 | 2 | 2 | 2300 | 12 | 2 | 196608 | 12 | 16GB DDR4-2666-MHz RDIMM/PC4 HMA82GR7AFR4N-VK | 4 | Fixed hard disk media | 12G SAS | 2 | 1 | 1600 | Microsoft Windows Server 2012 R2 Datacenter | 6.3.9600 | Oracle Corporation | 1.8.0 | Intel_Win_HS18_5 | 13.3119 | 12.2578 | 16.803 | 9.479 | 10.3942 | 7.0692 |  | 10.9815 | 5.4774 | 12.0959 | 18.4316 | 121.5881 | 52211.0236 | 51878.2607 | 7.4921 | 413.4738 | 39141.8534 | 5.6527 | 333.4508 | 26124.328 | 3.7728 | 281.2479 | 13061.1416 | 1.8862 | 247.5101 | 437334.9887 | 438175.6473 | 7.4257 | 443.65 | 328050.6356 | 5.5594 | 371.3127 | 218696.0325 | 3.7062 | 297.9761 | 109305.8722 | 1.8524 | 255.7513 | 148419.418 | 148012.0688 | 9.2818 | 417.7714 | 111315.9705 | 6.9806 | 328.9952 | 74238.304 | 4.6555 | 267.7133 | 37094.9029 | 2.3262 | 239.2179 | 70104.1898 | 70109.3579 | 4.6564 | 334.55 | 52588.1011 | 3.4927 | 292.1111 | 35065.1167 | 2.3289 | 245.3244 | 17506.8757 | 1.1627 | 227.5394 | 114125.7735 | 114171.5109 | 5.4661 | 367.2635 | 85587.1224 | 4.0976 | 331.969 | 57101.2262 | 2.7338 | 253.5276 | 28537.2651 | 1.3663 | 231.8681 | 3501.6916 | 3513.5912 | 3.5969 | 356.5746 | 2626.3417 | 2.6886 | 298.7063 | 1748.191 | 1.7896 | 253.3952 | 878.1668 | 0.89898 | 230.8231 | 2507474.0889 | 2507141.7298 | 7.0801 | 411.2394 | 2188677.7032 | 6.1807 | 383.1976 | 1880555.495 | 5.3106 | 340.7667 | 1569453.3147 | 4.4321 | 309.5661 | 1252772.1215 | 3.5378 | 280.5939 | 941061.1944 | 2.6575 | 264.2893 | 628641.5159 | 1.7753 | 249.5849 | 313975.059 | 0.88665 | 234.2358 | 565.3674 | 571.1537 | 1.6875 | 217.9943 | 284.985 | 0.842 | 217.2534 | 506.53 | 506.3992 | 3.7074 | 217.4884 | 255.3178 | 1.8692 | 217.7829 | 94.6654 | 8.2175 | 427.0942 | 95.6354 | 8.3017 | 470.1687 | 7641044.832 | 51.5955 | 473.3175 | 7549914.904 | 50.9801 | 419.2857 | 214.7688 | [5 empty] | 0 | 4 | 0 | [14 empty] | 0 | 2017 |  | #REF! | #REF! | #REF! | #REF! |  | 2 | [5 empty] | TA_1
ITI | TC |  | 2018 | ITI948 | High-End | [16 empty] | Rack |  | Managed | 1 | Silver 4109T | 2 | 2 | 2001 | 8 | 2 | 1572864 | 1 | 64GB | 10 | Fixed hard disk media | SAS | 2 | 0 | 1500 | Microsoft Windows Server 2012 R2 Standard Evaluation | 6.3.9600 | Oracle Corporation | 1.8.0 144-b01 | Intel_Win_HS18_5 | 14.1927 | 13.1719 | 22.8064 | 12.5435 | 13.3222 | 20.8638 |  | 10.976 | 265.5633 | 634.6366 | 10.9068 | 419.5231 | 112695.8575 | 113108.5774 | 16.3348 | 934.1975 | 84531.4198 | 12.2078 | 730.143 | 56302.8443 | 8.1311 | 536.4913 | 28180.9324 | 4.0698 | 444.4268 | 806138.4306 | 807035.8169 | 13.6767 | 932.5851 | 604609.4396 | 10.2462 | 577.1306 | 403210.2678 | 6.8331 | 491.0105 | 201559.2368 | 3.4158 | 411.1607 | 378164.5188 | 376270.6106 | 23.5958 | 857.1508 | 283711.162 | 17.7914 | 645.0388 | 189105.0641 | 11.8587 | 500.5365 | 94518.6935 | 5.9272 | 394.1185 | 197165.4487 | 196880.0873 | 13.0761 | 860.981 | 147853.8146 | 9.8199 | 774.1289 | 98581.0912 | 6.5474 | 449.6554 | 49275.9868 | 3.2727 | 370.8512 | 303378.3907 | 301086.141 | 14.415 | 869.7826 | 227594.6338 | 10.8964 | 836.414 | 151730.0748 | 7.2643 | 474.7819 | 75782.6905 | 3.6282 | 380.5037 | 21329.69 | 21094.3888 | 21.5943 | 870.1397 | 16018.2224 | 16.3978 | 729.1066 | 10656.7368 | 10.9093 | 464.7941 | 5325.3011 | 5.4515 | 376.8952 | 4524659.0832 | 4527947.6551 | 12.7868 | 933.5598 | 3949489.3346 | 11.1532 | 701.6859 | 3393490.8272 | 9.5831 | 598.1602 | 2833092.1544 | 8.0005 | 540.0315 | 2259982.668 | 6.3821 | 503.8967 | 1694614.3975 | 4.7855 | 468.3536 | 1127477.3079 | 3.184 | 427.3083 | 565230.0348 | 1.5962 | 377.567 | 48064.4687 | 48440.8261 | 143.1213 | 394.0374 | 24041.3377 | 71.0315 | 365.8323 | 41710.407 | 41730.866 | 305.5192 | 343.6293 | 20844.0703 | 152.6032 | 336.8695 | 105.7686 | 9.1813 | 846.3953 | 104.4783 | 9.0693 | 827.0056 | 59203483.9097 | 399.7664 | 933.2529 | 59282698.6067 | 400.3013 | 954.1818 | 248.0434 | [5 empty] | 0 | 8 | 0 | [14 empty] | 0 | 2018 |  | #REF! | #REF! | #REF! | #REF! |  | 2 | [5 empty] | TC
ITI | TC |  | 2018 | ITI950 | Typical | [16 empty] | Rack |  | Managed | 1 | Gold 6148 | 2 | 2 | 2401 | 20 | 2 | 786432 | 24 | 32GB | 2 | Fixed hard disk media | SAS | 2 | 0 | 550 | Microsoft Windows Server 2012 R2 Standard Evaluation | 6.3.9600 | Oracle Corporation | 1.8.0_144-b01 | Intel_Win_HS18_5 | 17.0809 | 21.7507 | 25.0092 | 13.6896 | 14.6956 | 22.8397 |  | 14.8454 | 4.9865 | 10.7152 | 19.2148 | 347.3402 | 82610.7536 | 82562.752 | 11.9235 | 560.5656 | 61894.5573 | 8.9386 | 431.5324 | 41340.9469 | 5.9703 | 331.8442 | 20632.3485 | 2.9797 | 277.4752 | 957302.0279 | 965627.2792 | 16.3643 | 581.6624 | 718083.9606 | 12.1692 | 483.3874 | 478646.4112 | 8.1115 | 359.935 | 239430.3218 | 4.0576 | 289.3645 | 260918.6086 | 261125.3781 | 16.3751 | 529.9618 | 195687.9366 | 12.2715 | 403.0717 | 130418.6417 | 8.1785 | 315.648 | 65236.4598 | 4.091 | 254.8898 | 136547.967 | 136075.9301 | 9.0377 | 530.0191 | 102437.2506 | 6.8035 | 499.2031 | 68261.6384 | 4.5337 | 283.857 | 34147.3896 | 2.2679 | 239.6875 | 209809.6204 | 210250.1392 | 10.066 | 534.2892 | 157356.6642 | 7.5337 | 523.9855 | 104881.0268 | 5.0213 | 297.8727 | 52451.8323 | 2.5112 | 245.862 | 14714.8402 | 14734.1012 | 15.0833 | 532.3053 | 11049.7667 | 11.3116 | 468.9681 | 7363.3071 | 7.5378 | 293.6927 | 3677.7244 | 3.7649 | 242.6948 | 4030856.2974 | 4035871.8153 | 11.3972 | 569.3361 | 3513321.4413 | 9.9215 | 523.6646 | 3021331.7937 | 8.5321 | 429.1855 | 2521064.1156 | 7.1194 | 369.9174 | 2021172.2645 | 5.7077 | 330.0595 | 1511238.4148 | 4.2677 | 296.7417 | 1007178.1943 | 2.8442 | 264.6666 | 501108.7045 | 1.4151 | 232.6469 | 367.9947 | 380.2214 | 1.1234 | 165.276 | 184.3603 | 0.5447 | 148.8992 | 315.8913 | 312.3233 | 2.2866 | 154.5771 | 158.0919 | 1.1574 | 149.1187 | 128.6649 | 11.1688 | 579.7731 | 127.4767 | 11.0657 | 577.3692 | 28726575.5408 | 193.9737 | 557.9818 | 28819761.6892 | 194.6029 | 560.2661 | 142.2693 | [5 empty] | 2 | 2 | 0 | [14 empty] | 0 | 2018 |  | #REF! | #REF! | #REF! | #REF! |  | 2 | [5 empty] | TC
ITI | TD |  | 2018 | ITI951 | High-End | [16 empty] | Rack |  | Managed | 1 | Platinum 8180 | 2 | 2 | 2494 | 28 | 2 | 785067 | 24 | 1GB 2Rx4 PC2-5300F ECC CL5 | 11 | Fixed hard disk media | SAS | 2 | 0 | 1600 | Microsoft Windows Server 2012 R2 Standard | 6.3.9600 | Oracle Corporation | 1.8.0_92-b14 | Intel_Win_HS18_3 | 15.9734 | 18.9325 | 22.9569 | 14.667 | 14.7612 | 21.2359 |  | 12.9215 | 13.9718 | 14.8018 | 17.382 | 391.1406 | 116437.3919 | 116628.5333 | 16.8431 | 731.9802 | 87358.3091 | 12.616 | 718.9952 | 58177.3987 | 8.4018 | 587.1808 | 29114.9374 | 4.2047 | 373.131 | 1126578.6575 | 1126762.3612 | 19.095 | 745.5368 | 845016.8939 | 14.3204 | 717.3365 | 563339.4934 | 9.5468 | 551.4672 | 281694.8789 | 4.7738 | 328.8952 | 355568.5146 | 362366.7011 | 22.7239 | 683.8151 | 266721.4886 | 16.726 | 672.2286 | 177795.9833 | 11.1495 | 547.8159 | 88913.1436 | 5.5757 | 337.8238 | 207457.4846 | 205777.1287 | 13.667 | 692.9984 | 155563.4032 | 10.332 | 623.3111 | 103761.1214 | 6.8914 | 502.123 | 51872.0876 | 3.4452 | 334.0087 | 302279.5891 | 303218.3245 | 14.517 | 701.673 | 226687.4128 | 10.853 | 681.2468 | 151165.1656 | 7.2373 | 537.1754 | 75587.2694 | 3.6189 | 338.4746 | 21232.387 | 21261.7069 | 21.7656 | 701.6619 | 15929.8049 | 16.3073 | 677.7103 | 10626.2555 | 10.8781 | 550.7603 | 5311.1838 | 5.4371 | 394.1421 | 5437921.9409 | 5454163.6529 | 15.4024 | 732.9411 | 4760528.8877 | 13.4436 | 720.4415 | 4078541.2025 | 11.5176 | 707.4378 | 3392008.6599 | 9.5789 | 652.0053 | 2718288.1434 | 7.6763 | 572.8752 | 2034329.1301 | 5.7449 | 487.2276 | 1357437.778 | 3.8334 | 411.8439 | 678580.9894 | 1.9163 | 340.1097 | 1252.5494 | 1258.2505 | 3.7176 | 197.55 | 626.0773 | 1.8498 | 178.3204 | 498.0087 | 499.0962 | 3.654 | 177.8662 | 249.7596 | 1.8285 | 171.4537 | 140.1647 | 12.1671 | 700.4696 | 140.6668 | 12.2107 | 701.9962 | 41029643.1105 | 277.0491 | 733.0198 | 41682560.9298 | 281.4579 | 719.5824 | 161.9405 | [5 empty] | 0 | 0 | 0 | [14 empty] | 0 | 2018 |  | #REF! | #REF! | #REF! | #REF! |  | 2 | [5 empty] | TD
ITI | TD |  | 2018 | ITI952 | Low-End | [16 empty] | Rack |  | Managed | 1 | Silver 4109T | 2 | 2 | 1995 | 8 | 2 | 32279 | 4 | 1GB 2Rx4 PC2-5300F ECC CL5 | 2 | Fixed hard disk media | SAS | 2 | 0 | 1600 | Microsoft Windows Server 2012 R2 Standard | 6.3.9600 | Oracle Corporation | 1.8.0_92-b14 | Intel_Win_HS17_1n | 12.887 | 16.3531 | 16.7246 | 10.1629 | 10.9214 | 16.5323 |  | 11.2142 | 4.1966 | 9.5959 | 19.065 | 64.0577 | 26884.8323 | 26910.2949 | 3.8863 | 190.3479 | 20195.1052 | 2.9165 | 175.3403 | 13445.7688 | 1.9418 | 160.2721 | 6728.3922 | 0.97169 | 144.9559 | 290828.6364 | 290773.9734 | 4.9277 | 190.831 | 218151.3673 | 3.697 | 175.2917 | 145365.5179 | 2.4635 | 159.8838 | 72742.2338 | 1.2327 | 144.644 | 81179.7562 | 78792.8702 | 4.9411 | 189.4122 | 60877.0585 | 3.8176 | 175.5598 | 40559.7624 | 2.5435 | 161.2394 | 20308.7159 | 1.2736 | 145.6564 | 42038.5166 | 42057.6381 | 2.7933 | 166.0321 | 31532.488 | 2.0943 | 157.3974 | 21029.2508 | 1.3967 | 147.9364 | 10509.0708 | 0.69797 | 138.2775 | 64751.2338 | 64759.3189 | 3.1005 | 173.7034 | 48587.8707 | 2.3262 | 164.4445 | 32396.2703 | 1.551 | 152.2219 | 16187.1874 | 0.77499 | 140.1436 | 4557.0509 | 4555.7466 | 4.6637 | 173.9153 | 3417.6141 | 3.4986 | 162.3798 | 2275.4997 | 2.3294 | 150.6412 | 1136.3712 | 1.1633 | 139.1296 | 1345944.5271 | 1350037.3401 | 3.8125 | 189.9107 | 1173919.154 | 3.3151 | 179.2796 | 1009314.8493 | 2.8503 | 171.0163 | 840476.7134 | 2.3735 | 163.4228 | 673691.6338 | 1.9025 | 155.9266 | 503416.3382 | 1.4216 | 148.6575 | 338353.8865 | 0.9555 | 141.657 | 168448.4514 | 0.47569 | 134.5001 | 261.0495 | 253.891 | 0.75014 | 128.4229 | 130.7481 | 0.3863 | 128.122 | 245.2841 | 242.7176 | 1.777 | 128.4941 | 122.8295 | 0.89926 | 135.0564 | 38.245 | 3.3199 | 171.5183 | 36.9965 | 3.2115 | 171.02 | 2060992.8914 | 13.9167 | 199.3201 | 1888570.9742 | 12.7524 | 199.0771 | 127.4716 | [5 empty] | 0 | 0 | 0 | [14 empty] | 0 | 2018 |  | #REF! | #REF! | #REF! | #REF! |  | 2 | [5 empty] | TD
ITI | TD |  | 2018 | ITI953 | Typical | [16 empty] | Rack |  | Managed | 1 | Platinum 8160 | 2 | 2 | 2095 | 24 | 2 | 195243 | 12 | 1GB 2Rx4 PC2-5300F ECC CL5 | 7 | Fixed hard disk media | SAS | 2 | 0 | 1600 | Microsoft Windows Server 2012 R2 Standard | 6.3.9600 | Oracle Corporation | 1.8.0_92-b14 | Intel_Win_HS17_1n | 16.923 | 19.3597 | 24.6193 | 15.6692 | 15.8747 | 22.4216 |  | 12.948 | 11.7535 | 13.2976 | 18.5042 | 210.8731 | 88804.7783 | 88879.4224 | 12.8357 | 515.7429 | 66547.6132 | 9.6106 | 513.0532 | 44403.7937 | 6.4127 | 429.9657 | 22213.4655 | 3.208 | 271.9572 | 813994.7275 | 814562.4827 | 13.8042 | 529.0071 | 610623.8206 | 10.3481 | 507.9802 | 407077.4409 | 6.8987 | 385.4964 | 203525.2971 | 3.4491 | 233.5727 | 282789.4436 | 276318.1033 | 17.3278 | 489.7849 | 212116.2503 | 13.3017 | 486.6532 | 141496.774 | 8.8732 | 408.0721 | 70720.5957 | 4.4349 | 253.8312 | 156966.5006 | 156132.6364 | 10.3698 | 481.7278 | 117738.4261 | 7.8198 | 435.073 | 78484.3232 | 5.2126 | 363.1835 | 39265.5301 | 2.6079 | 240.2325 | 231995.6843 | 232296.3839 | 11.1215 | 490.8563 | 173950.3616 | 8.3281 | 480.581 | 116003.0349 | 5.5538 | 386.7895 | 57996.3945 | 2.7767 | 246.4987 | 16264.0877 | 16193.8008 | 16.5776 | 495.5008 | 12221.9938 | 12.5116 | 469.6413 | 8130.0797 | 8.3228 | 408.2626 | 4063.6003 | 4.1599 | 299.0687 | 3942287.8442 | 4006498.7378 | 11.3142 | 512.7033 | 3446583.1331 | 9.733 | 512.2402 | 2958771.8669 | 8.3555 | 489.6524 | 2466375.2942 | 6.965 | 457.102 | 1971966.2838 | 5.5688 | 417.4003 | 1476429.9291 | 4.1694 | 367.3913 | 984719.6942 | 2.7808 | 316.1361 | 494499.5262 | 1.3964 | 256.6716 | 766.8882 | 776.8122 | 2.2951 | 142.3666 | 384.8043 | 1.1369 | 132.678 | 332.9721 | 332.6925 | 2.4357 | 131.2714 | 166.5647 | 1.2195 | 127.9585 | 109.6092 | 9.5147 | 509.9607 | 109.3781 | 9.4946 | 517.3615 | 15968818.8504 | 107.8281 | 516.0381 | 16135903.019 | 108.9563 | 516.6913 | 124.1265 | [5 empty] | 0 | 0 | 0 | [14 empty] | 0 | 2018 |  | #REF! | #REF! | #REF! | #REF! |  | 2 | [5 empty] | TD
ITI | TE |  | 2017 | ITI954 | High-End | [16 empty] | Rack |  | Managed | 1 | Platinum 8180 | 2 | 2 | 2501 | 28 | 2 | 786432 | 24 | UCS-MR-X32G2RS-H 32GB DDR4-2666-MHz RDIMM/PC4-21300/dual rank/x4/1.2v | 10 | Fixed hard disk media | 12G SAS | 2 | 1 | 1050 | Microsoft Windows Server 2012 R2 Datacenter | 6.3.9600 | Oracle Corporation | 1.8.0_161-b12 | Intel_Win_HS18_5 | 16.6924 | 19.5128 | 24.4407 | 13.8627 | 14.033 | 23.3208 |  | 14.5172 | 2.0589 | 6.068 | 15.8292 | 324.0778 | 118895.9678 | 118906.347 | 17.1721 | 838.7595 | 89163.7523 | 12.8767 | 679.2884 | 59438.1465 | 8.5839 | 495.4174 | 29718.4835 | 4.2918 | 371.7198 | 1129261.8674 | 1127731.7219 | 19.1115 | 844.1909 | 847003.6565 | 14.354 | 601.5818 | 564716.8462 | 9.5702 | 461.7074 | 282287.8927 | 4.7839 | 369.4763 | 365770.8421 | 363938.1215 | 22.8224 | 771.2438 | 274365.956 | 17.2054 | 593.8942 | 182871.4599 | 11.4678 | 449.2314 | 91483.2221 | 5.7369 | 351.8487 | 196455.4829 | 195493.5162 | 12.984 | 776.1917 | 147379.5589 | 9.7884 | 705.9248 | 98268.547 | 6.5266 | 415.319 | 49143.8574 | 3.264 | 322.145 | 287014.5675 | 285837.161 | 13.6849 | 777.5033 | 215259.2481 | 10.3059 | 761.5942 | 143440.4275 | 6.8674 | 435.5157 | 71759.2174 | 3.4356 | 332.7294 | 21098.8322 | 21103.9423 | 21.6041 | 788.6983 | 15832.1491 | 16.2073 | 627.1942 | 10548.4556 | 10.7984 | 425.7066 | 5265.0018 | 5.3898 | 327.1758 | 5583014.3167 | 5594977.8813 | 15.8 | 831.1361 | 4881985.0278 | 13.7865 | 753.8548 | 4192003.5704 | 11.8381 | 635.1461 | 3492924.637 | 9.8639 | 527.7959 | 2788209.9018 | 7.8738 | 454.2232 | 2091190.7762 | 5.9054 | 404.452 | 1399966.648 | 3.9535 | 368.305 | 699492.6489 | 1.9753 | 329.451 | 282.3834 | 285.752 | 0.84427 | 285.9074 | 139.1485 | 0.41112 | 286.3999 | 335.4081 | 335.8989 | 2.4592 | 285.6864 | 166.5231 | 1.2191 | 285.014 | 138.9652 | 12.063 | 755.7021 | 138.7524 | 12.0445 | 767.3167 | 40330481.7258 | 272.3281 | 804.5223 | 40283255.8098 | 272.0092 | 839.3331 | 284.5859 | [5 empty] | 0 | 0 | 1 | [14 empty] | 0 | 2017 |  | #REF! | #REF! | #REF! | #REF! |  | 2 | [5 empty] | TE
ITI | TE |  | 2017 | ITI955 | Minimum Power | [16 empty] | Rack |  | Managed | 1 | Silver 4116 | 2 | 2 | 2101 | 12 | 2 | 131072 | 8 | 16GB DDR4-2666-MHz RDIMM/PC4-21300/single rank/x4/1.2v | 2 | Fixed hard disk media | 12G SATA | 2 | 1 | 770 | Microsoft Windows Server 2012 R2 Datacenter | 6.3.9600 | Oracle Corporation | 1.8.0_144-b01 | Intel_Win_HS18_5 | 16.4003 | 18.8899 | 22.359 | 12.654 | 13.9933 | 21.336 |  | 13.7568 | 4.2751 | 12.626 | 22.3669 | 140.8993 | 43577.3383 | 43584.1969 | 6.2943 | 292.4512 | 32670.4913 | 4.7182 | 237.6035 | 21813.2474 | 3.1502 | 184.3849 | 10887.5276 | 1.5723 | 158.6974 | 423663.1621 | 424292.7614 | 7.1904 | 295.277 | 317730.6278 | 5.3845 | 215.1323 | 211839.4085 | 3.59 | 187.5053 | 105877.5656 | 1.7943 | 164.4437 | 135680.2867 | 135128.408 | 8.4739 | 297.5998 | 101768.927 | 6.3819 | 229.5681 | 67801.9951 | 4.2518 | 180.8265 | 33911.6571 | 2.1266 | 158.3702 | 63579.1293 | 63345.4405 | 4.2072 | 241.3031 | 47709.5244 | 3.1687 | 195.9553 | 31824.7994 | 2.1137 | 164.6095 | 15909.0701 | 1.0566 | 149.1901 | 102188.5594 | 102361.7811 | 4.9007 | 254.3792 | 76674.0132 | 3.6709 | 210.1631 | 51095.9335 | 2.4463 | 171.623 | 25547.2841 | 1.2231 | 153.0079 | 7187.5793 | 7195.2785 | 7.3658 | 253.8717 | 5381.703 | 5.5092 | 203.9401 | 3596.912 | 3.6822 | 169.6396 | 1798.7731 | 1.8414 | 151.1692 | 2101941.7595 | 2105399.4427 | 5.9456 | 291.3897 | 1836135.2093 | 5.1852 | 268.552 | 1576822.4468 | 4.4529 | 226.0418 | 1313549.5164 | 3.7094 | 201.0078 | 1051193.599 | 2.9685 | 188.5962 | 791278.6802 | 2.2345 | 175.2793 | 522348.3333 | 1.4751 | 162.9416 | 263167.4489 | 0.74318 | 150.7361 | 285.0675 | 284.5883 | 0.84083 | 139.7607 | 142.9421 | 0.42233 | 139.0244 | 336.0003 | 343.8059 | 2.5171 | 140.0147 | 168.8558 | 1.2362 | 139.4069 | 66.8698 | 5.8047 | 264.1633 | 69.9873 | 6.0753 | 266.8453 | 6612774.9413 | 44.6522 | 304.0189 | 6575251.1553 | 44.3988 | 315.1102 | 137.1338 | [5 empty] | 0 | 0 | 1 | [14 empty] | 0 | 2017 |  | #REF! | #REF! | #REF! | #REF! |  | 2 | [5 empty] | TE
ITI | TE |  | 2017 | ITI956 | Typical | [16 empty] | Rack |  | Managed | 1 | Gold 6138 | 2 | 2 | 2001 | 20 | 2 | 384000 | 12 | UCS-MR-X32G2RS-H 32GB DDR4-2666-MHz RDIMM/PC4-21300/dual rank/x4/1.2v | 4 | Fixed hard disk media | 12G SAS | 2 | 1 | 1050 | Microsoft Windows Server 2012 R2 Datacenter | 6.3.9600 | Oracle Corporation | 1.8.0_144-b01 | Intel_Win_HS18_5 | 16.955 | 22.3942 | 23.276 | 13.3578 | 14.8451 | 23.0583 |  | 15.1057 | 2.9823 | 8.9299 | 23.5452 | 264.5133 | 72681.7346 | 72696.9969 | 10.4987 | 471.714 | 54506.7796 | 7.8717 | 398.9744 | 36350.4332 | 5.2496 | 294.0697 | 18159.7232 | 2.6226 | 248.7685 | 868474.3337 | 879484.0713 | 14.9045 | 495.5388 | 651239.3322 | 11.0364 | 428.8595 | 434263.6975 | 7.3594 | 317.8738 | 217193.2761 | 3.6807 | 262.2588 | 222909.341 | 218069.8233 | 13.6751 | 441.8339 | 167162.5602 | 10.4827 | 398.6694 | 111489.0451 | 6.9914 | 279.9982 | 55728.8541 | 3.4947 | 241.9485 | 115746.5648 | 115825.0821 | 7.6927 | 436.4149 | 86769.9064 | 5.7629 | 413.1826 | 57866.6654 | 3.8433 | 255.3159 | 28959.3489 | 1.9234 | 223.5788 | 185343.415 | 185823.8253 | 8.8966 | 442.2992 | 139002.2977 | 6.6549 | 435.1058 | 92642.5717 | 4.4354 | 270.3868 | 46336.8782 | 2.2184 | 230.526 | 13052.9691 | 13077.1449 | 13.3871 | 438.3107 | 9788.9095 | 10.0209 | 400.3934 | 6521.1286 | 6.6757 | 267.2714 | 3266.6284 | 3.344 | 225.8528 | 3675697.186 | 3676906.6965 | 10.3834 | 470.7481 | 3222436.3529 | 9.1 | 467.8772 | 2756116.0444 | 7.7832 | 373.5901 | 2294118.6236 | 6.4785 | 328.83 | 1839403.1564 | 5.1944 | 294.0468 | 1376707.8898 | 3.8878 | 269.5515 | 921163.0733 | 2.6013 | 247.6063 | 458137.9518 | 1.2938 | 224.9465 | 281.2943 | 285.3524 | 0.84309 | 198.4265 | 139.9766 | 0.41357 | 197.5651 | 340.9717 | 347.0747 | 2.541 | 198.6539 | 168.4552 | 1.2333 | 197.8227 | 132.8741 | 11.5342 | 477.6297 | 133.4715 | 11.5861 | 504.6947 | 18141722.0982 | 122.5004 | 455.6124 | 18168571.041 | 122.6817 | 463.8017 | 198.3443 | [5 empty] | 0 | 12 | 0 | [14 empty] | 0 | 2017 |  | #REF! | #REF! | #REF! | #REF! |  | 2 | [5 empty] | TE
ITI | TG |  | 2018 | ITI961 | High-End | [16 empty] | Rack |  | Managed | 1 | Platinum 8180 | 2 | 2 | 2501 | 28 | 2 | 1047072 | 16 | 64GB | 29 | Fixed hard disk media | SAS | 2 | 0 | 1500 | Microsoft Windows Server 2012 R2 Standard Evaluation | 6.3.9600 | Oracle Corporation | 1.8.0_111-b14 | Intel_Win_HS18_5 | 10.8103 | 10.6995 | 20.2901 | 11.9615 | 12.0149 | 18.8019 |  | 8.1793 | 190.4459 | 1209.3456 | 9.4081 | 320.3167 | 85075.9616 | 85258.2286 | 12.3127 | 917.7446 | 63820.0803 | 9.2167 | 671.2405 | 42530.0177 | 6.1421 | 542.6331 | 21241.4412 | 3.0676 | 468.364 | 700041.8792 | 700119.0996 | 11.8648 | 930.0355 | 524979.6555 | 8.8967 | 635.138 | 350039.1612 | 5.9321 | 528.1479 | 174974.4802 | 2.9653 | 454.1345 | 369700.0411 | 370469.2119 | 23.232 | 873.8463 | 277224.0441 | 17.3846 | 688.1579 | 184889.4429 | 11.5944 | 564.2868 | 92467.4654 | 5.7986 | 472.1346 | 208962.8777 | 208309.1257 | 13.8351 | 876.7488 | 156707.5572 | 10.4079 | 827.6165 | 104523.254 | 6.9421 | 520.1909 | 52227.7868 | 3.4688 | 448.7521 | 298618.3263 | 299767.355 | 14.3518 | 890.9372 | 223888.1899 | 10.719 | 847.0083 | 149294.3418 | 7.1477 | 542.5661 | 74628.1678 | 3.5729 | 460.4574 | 20848.9271 | 20881.8958 | 21.3768 | 878.5218 | 15641.1396 | 16.0118 | 744.6298 | 10410.8285 | 10.6576 | 529.2736 | 5221.0708 | 5.3448 | 450.6011 | 3537026.465 | 3544473.6898 | 10.0095 | 922.1992 | 3094168.0296 | 8.7378 | 705.5436 | 2648488.0209 | 7.4792 | 645.9224 | 2212293.6724 | 6.2474 | 570.4635 | 1768157.6257 | 4.9932 | 521.2747 | 1326494.6697 | 3.746 | 487.6899 | 885141.5746 | 2.4996 | 457.9864 | 443930.6752 | 1.2536 | 428.3628 | 39619.972 | 41089.1916 | 121.4004 | 455.9227 | 19805.3307 | 58.516 | 429.5961 | 97271.8309 | 97303.891 | 712.3793 | 421.9229 | 48605.6671 | 355.8508 | 410.8141 | 121.1606 | 10.5174 | 903.3 | 74.3355 | 6.4527 | 848.8159 | 42668985.4301 | 288.1186 | 927.0124 | 43966191.4056 | 296.8779 | 926.8262 | 335.2938 | [5 empty] | 2 | 2 | 0 | [14 empty] | 0 | 2018 |  | #REF! | #REF! | #REF! | #REF! |  | 2 | [5 empty] | TG
ITI | TG |  | 2018 | ITI963 | Typical | [16 empty] | Rack |  | Managed | 1 | Gold 6148 | 2 | 2 | 2401 | 20 | 2 | 261301 | 8 | 32GB | 23 | Fixed hard disk media | SAS | 1 | 0 | 900 | Microsoft Windows Server 2012 R2 Standard Evaluation | 6.3.9600 | Oracle Corporation | 1.8.0_144-b01 | Intel_Win_HS18_5 | 12.0098 | 10.2427 | 20.4881 | 11.3608 | 12.3349 | 19.0901 |  | 9.2769 | 36.5832 | 50.1677 | 9.6115 | 168.3403 | 64654.4982 | 64834.6417 | 9.3632 | 613.8537 | 48462.157 | 6.9988 | 459.1141 | 32333.2196 | 4.6695 | 371.7566 | 16168.4008 | 2.335 | 327.7967 | 434679.0911 | 434781.4549 | 7.3682 | 626.8537 | 325985.4408 | 5.5244 | 391.0926 | 217286.8053 | 3.6823 | 347.4855 | 108672.1489 | 1.8416 | 294.3939 | 262601.2782 | 262301.2957 | 16.4488 | 607.6132 | 197002.8922 | 12.354 | 487.8231 | 131328.9486 | 8.2356 | 397.0328 | 65663.7738 | 4.1178 | 332.3304 | 136621.2672 | 136216.7441 | 9.047 | 608.5645 | 102504.868 | 6.808 | 560.8215 | 68322.6233 | 4.5377 | 366.095 | 34166.3541 | 2.2692 | 304.7025 | 210442.2377 | 208241.506 | 9.9699 | 612.0826 | 157807.8343 | 7.5553 | 589.3347 | 105258.7969 | 5.0394 | 359.5109 | 52620.07 | 2.5193 | 318.5469 | 14834.4491 | 14655.4522 | 15.0028 | 611.2893 | 11119.6088 | 11.3831 | 516.4628 | 7422.7797 | 7.5987 | 363.1276 | 3696.932 | 3.7845 | 322.5575 | 2813341.8971 | 2812537.8593 | 7.9425 | 638.7701 | 2460360.7308 | 6.948 | 513.0898 | 2110658.662 | 5.9604 | 447.6599 | 1762610.97 | 4.9775 | 398.0598 | 1405916.4324 | 3.9703 | 364.715 | 1053782.7861 | 2.9758 | 328.2504 | 704989.0843 | 1.9909 | 325.3469 | 352081.4356 | 0.99426 | 306.8411 | 4787.1722 | 4798.3836 | 14.1771 | 287.8302 | 2391.5455 | 7.066 | 260.0513 | 2583.045 | 2590.442 | 18.9651 | 272.642 | 1294.5683 | 9.4778 | 261.9512 | 68.1621 | 5.9169 | 550.3577 | 55.8028 | 4.844 | 563.7245 | 16099861.0622 | 108.7129 | 635.6636 | 15932266.6734 | 107.5812 | 639.0702 | 250.6377 | [5 empty] | 2 | 2 | 0 | [14 empty] | 0 | 2018 |  | #REF! | #REF! | #REF! | #REF! |  | 2 | [5 empty] | TG
ITI | TH |  | 2018 | ITI964 | High-End | [16 empty] | Rack |  | Managed | 1 | Platinum 8180 | 2 | 2 | 2494 | 28 | 2 | 785076 | 24 | 1GB 2Rx4 PC2-5300F ECC CL5 | 23 | Fixed hard disk media | SAS | 2 | 0 | 1600 | Microsoft Windows Server 2012 R2 Standard | 6.3.9600 | Oracle Corporation | 1.8.0_92-b14 | Intel_Win_HS18_3 | 13.6075 | 16.076 | 20.2906 | 12.558 | 12.6527 | 18.4173 |  | 11.0695 | 7.1218 | 11.2592 | 15.4199 | 345.7508 | 117638.309 | 117796.7062 | 17.0118 | 846.1479 | 88196.5572 | 12.7371 | 838.9661 | 58820.4585 | 8.4947 | 683.4884 | 29427.1764 | 4.2498 | 470.214 | 1106791.1662 | 1107560.6186 | 18.7696 | 853.6091 | 830069.8671 | 14.067 | 812.6083 | 553466.0843 | 9.3795 | 626.6785 | 276715.4105 | 4.6894 | 400.0041 | 366907.516 | 370421.9771 | 23.229 | 778.4686 | 275218.2378 | 17.2588 | 769.414 | 183442.495 | 11.5036 | 648.0033 | 91758.5938 | 5.7541 | 403.3636 | 207765.389 | 206340.3559 | 13.7044 | 779.1934 | 155767.057 | 10.3455 | 708.519 | 103908.8671 | 6.9012 | 600.4752 | 51909.7219 | 3.4477 | 409.1603 | 304918.8658 | 305989.5314 | 14.6497 | 796.0331 | 228649.3455 | 10.9469 | 775.1455 | 152451.5481 | 7.2988 | 635.8066 | 76240.9596 | 3.6502 | 424.9273 | 21426.9679 | 21459.0429 | 21.9676 | 797.2901 | 16091.5261 | 16.4729 | 762.9165 | 10702.1294 | 10.9558 | 636.0504 | 5355.776 | 5.4827 | 488.3165 | 5476212.5632 | 5489142.7485 | 15.5011 | 851.5614 | 4792166.08 | 13.5329 | 836.5606 | 4105832.5246 | 11.5947 | 793.8718 | 3429355.5922 | 9.6844 | 739.4174 | 2741478.9109 | 7.7418 | 664.6697 | 2057787.9303 | 5.8111 | 583.8755 | 1370548.7868 | 3.8704 | 505.0012 | 687236.5283 | 1.9407 | 430.8461 | 918.3364 | 918.945 | 2.7151 | 278.1684 | 462.0536 | 1.3652 | 262.7107 | 578.6344 | 577.9304 | 4.2311 | 271.8009 | 288.5029 | 2.1122 | 259.3703 | 139.6619 | 12.1234 | 785.7068 | 139.968 | 12.15 | 788.4591 | 42332965.0353 | 285.8497 | 823.1702 | 42261525.027 | 285.3673 | 825.3554 | 259.1033 | [5 empty] | 0 | 0 | 0 | [14 empty] | 0 | 2018 |  | #REF! | #REF! | #REF! | #REF! |  | 2 | [5 empty] | TH
ITI | TH |  | 2018 | ITI965 | Low-End | [16 empty] | Rack |  | Managed | 1 | Silver 4109T | 2 | 2 | 1995 | 8 | 2 | 32279 | 4 | 1GB 2Rx4 PC2-5300F ECC CL5 | 2 | Fixed hard disk media | SAS | 2 | 0 | 1600 | Microsoft Windows Server 2012 R2 Standard | 6.3.9600 | Oracle Corporation | 1.8.0_92-b14 | Intel_Win_HS17_1n | 13.3211 | 15.9237 | 16.7929 | 10.2604 | 11.0029 | 16.6317 |  | 10.8598 | 2.1465 | 9.2353 | 18.6222 | 63.9292 | 27623.81 | 27602.6791 | 3.9863 | 189.7583 | 20709.1735 | 2.9908 | 174.282 | 13820.3027 | 1.9959 | 159.0068 | 6904.4165 | 0.99711 | 143.2865 | 279115.7414 | 279034.1908 | 4.7287 | 188.5614 | 209325.4424 | 3.5474 | 172.4609 | 139551.3487 | 2.365 | 157.5847 | 69781.8849 | 1.1826 | 142.3889 | 80758.7923 | 77678.225 | 4.8712 | 187.5225 | 60599.2584 | 3.8002 | 173.4593 | 40398.1499 | 2.5334 | 160.0415 | 20211.1965 | 1.2674 | 143.5724 | 41954.792 | 41952.9189 | 2.7864 | 164.0121 | 31461.9217 | 2.0896 | 155.4748 | 20953.6654 | 1.3917 | 146.1112 | 10491.3155 | 0.6968 | 136.7313 | 64927.4013 | 64939.2193 | 3.1091 | 172.8341 | 48706.4751 | 2.3319 | 163.596 | 32469.3096 | 1.5545 | 151.5363 | 16229.3623 | 0.77701 | 139.4452 | 4555.4727 | 4554.2272 | 4.6622 | 172.8445 | 3409.6726 | 3.4905 | 161.3471 | 2278.8529 | 2.3329 | 149.9071 | 1139.7082 | 1.1667 | 138.4646 | 1294770.2152 | 1300834.0208 | 3.6735 | 188.6904 | 1132294.8508 | 3.1976 | 177.6072 | 971263.9324 | 2.7428 | 169.4587 | 807049.9626 | 2.2791 | 161.921 | 647386.4687 | 1.8282 | 154.6819 | 484724.4199 | 1.3688 | 147.7079 | 325304.236 | 0.91865 | 140.9098 | 160875.5087 | 0.45431 | 133.9041 | 128.337 | 132.1036 | 0.39031 | 127.4135 | 64.8148 | 0.1915 | 127.324 | 227.5856 | 227.2608 | 1.6638 | 127.7572 | 114.0887 | 0.83526 | 127.5387 | 37.245 | 3.2331 | 172.3046 | 36.6187 | 3.1787 | 171.9916 | 2057962.678 | 13.8962 | 199.0321 | 1884366.8662 | 12.724 | 199.033 | 126.9842 | [5 empty] | 0 | 0 | 0 | [14 empty] | 0 | 2018 |  | #REF! | #REF! | #REF! | #REF! |  | 2 | [5 empty] | TH
ITI | TH |  | 2018 | ITI966 | Typical | [16 empty] | Rack |  | Managed | 1 | Platinum 8160 | 2 | 2 | 2095 | 24 | 2 | 195243 | 12 | 1GB 2Rx4 PC2-5300F ECC CL5 | 17 | Fixed hard disk media | SAS | 2 | 0 | 1100 | Microsoft Windows Server 2012 R2 Standard | 6.3.9600 | Oracle Corporation | 1.8.0_121-b13 | Intel_Win_HS17_1n | 15.0862 | 21.2179 | 20.3431 | 13.1667 | 14.6369 | 21.0907 |  | 13.0727 | 8.6473 | 9.9306 | 21.6433 | 200.1564 | 91988.4745 | 92105.9115 | 13.3016 | 548.9897 | 69048.0529 | 9.9717 | 540.1778 | 46010.7892 | 6.6447 | 482.3925 | 22996.3083 | 3.3211 | 395.0045 | 1037186.5443 | 1041507.0219 | 17.6502 | 561.2849 | 777897.677 | 13.1829 | 551.681 | 518546.6538 | 8.7877 | 470.0467 | 259258.3924 | 4.3936 | 304.5338 | 257350.5558 | 250121.8121 | 15.6851 | 530.3254 | 193020.0819 | 12.1042 | 532.4664 | 128725.898 | 8.0724 | 426.0202 | 64359.2609 | 4.0359 | 300.2182 | 146624.838 | 146834.5066 | 9.7522 | 513.4778 | 110012.101 | 7.3066 | 464.176 | 73324.1978 | 4.8699 | 406.5914 | 36664.9759 | 2.4352 | 290.1355 | 236512.1693 | 237068.5136 | 11.35 | 533.2254 | 177382.692 | 8.4925 | 500.2024 | 118235.1317 | 5.6607 | 426.4081 | 59107.717 | 2.8299 | 295.7961 | 16654.8263 | 16683.5876 | 17.079 | 532.5246 | 12491.8524 | 12.7879 | 491.2929 | 8332.3194 | 8.5298 | 438.7074 | 4165.7015 | 4.2644 | 349.8134 | 4454152.9846 | 4487204.4686 | 12.6717 | 553.8289 | 3901721.1805 | 11.0183 | 548.926 | 3340250.9238 | 9.4327 | 523.2813 | 2779760.3359 | 7.8499 | 495.037 | 2231067.4495 | 6.3005 | 464.3824 | 1669360.0198 | 4.7142 | 419.8252 | 1113419.0046 | 3.1443 | 371.9574 | 557725.2128 | 1.575 | 312.1773 | 776.0348 | 770.8615 | 2.2776 | 192.7458 | 389.1268 | 1.1497 | 181.6779 | 346.2178 | 344.8906 | 2.525 | 182.1387 | 172.5035 | 1.2629 | 177.5383 | 133.3687 | 11.5771 | 534.2565 | 132.6977 | 11.5189 | 532.8615 | 15794641.6011 | 106.6519 | 549.2643 | 16252701.5504 | 109.745 | 548.296 | 173.76 | [5 empty] | 0 | 0 | 0 | [14 empty] | 0 | 2018 |  | #REF! | #REF! | #REF! | #REF! |  | 2 | [5 empty] | TH
ITI | TI |  | 2017 | ITI967 | High-End | [16 empty] | Rack |  | Managed | 1 | Platinum 8180 | 2 | 2 | 2500 | 28 | 2 | 785061 | 24 | UCS-MR-X32G2RS-H 32GB DDR4-2666-MHz RDIMM/PC4-21300/dual rank/x4/1.2v | 26 | Fixed hard disk media | 12G SAS | 2 | 1 | 1050 | Microsoft Windows Server 2012 R2 Datacenter | 6.3.9600 | Oracle Corporation | 1.8.0_151-b12 | Intel_Win_HS18_5 | 14.0348 | 15.7284 | 19.7446 | 11.4375 | 12.2615 | 19.2215 |  | 11.8255 | 1.3761 | 4.0251 | 14.3655 | 319.7362 | 117578.4158 | 117500.3393 | 16.969 | 868.05 | 88137.119 | 12.7285 | 757.0341 | 58761.4214 | 8.4861 | 603.1659 | 29404.3116 | 4.2465 | 506.1135 | 1116777.6601 | 1117804.6792 | 18.9432 | 890.0302 | 837523.6314 | 14.1934 | 716.2571 | 558412.2145 | 9.4633 | 610.5183 | 279181.6935 | 4.7312 | 505.4143 | 360320.7533 | 361055.0852 | 22.6416 | 822.3849 | 270408.2963 | 16.9572 | 686.1238 | 180123.8108 | 11.2955 | 586.3032 | 90098.7599 | 5.6501 | 487.3325 | 195359.5543 | 194872.7112 | 12.9427 | 823.0175 | 146546.3137 | 9.7331 | 766.8865 | 97655.9708 | 6.486 | 531.6175 | 48846.24 | 3.2442 | 461.6254 | 297003.2745 | 299856.5496 | 14.3561 | 826.9119 | 222797.97 | 10.6668 | 797.377 | 148494.0524 | 7.1094 | 550.2929 | 74251.0338 | 3.5549 | 471.8833 | 20970.7024 | 21040.7137 | 21.5393 | 822.8349 | 15750.1336 | 16.1234 | 703.3349 | 10482.7065 | 10.7311 | 542.7048 | 5239.7488 | 5.3639 | 466.2659 | 5584869.7341 | 5591346.7918 | 15.7898 | 872.8524 | 4883256.5009 | 13.7901 | 815.1528 | 4190709.0623 | 11.8344 | 716.4939 | 3490069.9055 | 9.8558 | 644.3329 | 2796825.7808 | 7.8981 | 583.9224 | 2094758.4882 | 5.9155 | 538.0752 | 1398180.8761 | 3.9484 | 501.2252 | 695661.0028 | 1.9645 | 465.2516 | 280.8853 | 282.0679 | 0.83339 | 425.2478 | 139.0129 | 0.41072 | 425.039 | 330.6494 | 331.3518 | 2.4259 | 425.7321 | 165.1089 | 1.2088 | 425.1437 | 139.3133 | 12.0932 | 835.5588 | 138.1046 | 11.9882 | 840.7654 | 40770691.9095 | 275.3006 | 851.7992 | 40729793.1716 | 275.0244 | 860.1603 | 424.1061 | [5 empty] | 0 | 1 | 0 | [14 empty] | 0 | 2017 |  | #REF! | #REF! | #REF! | #REF! |  | 2 | [5 empty] | TI
ITI | TI |  | 2017 | ITI968 | Low-End | [16 empty] | Rack |  | Managed | 1 | Silver 4116 | 2 | 2 | 2101 | 12 | 2 | 128000 | 8 | UCS-MR-X16G1RS-H 16GB DDR4-2666-MHz RDIMM/PC4-21300/single rank/x4/1.2v | 8 | Fixed hard disk media | 12G SAS | 2 | 1 | 1050 | Microsoft Windows Server 2012 R2 Datacenter | 6.3.9600 | Oracle Corporation | 1.8.0_151-b12 | Intel_Win_HS18_5 | 10.8777 | 12.3928 | 15.2794 | 8.4523 | 9.4611 | 14.5107 |  | 8.0902 | 2.5503 | 7.3921 | 14.3848 | 83.5454 | 41767.1485 | 41764.0235 | 6.0314 | 389.7211 | 31346.5093 | 4.527 | 328.2915 | 20870.5466 | 3.0141 | 274.7964 | 10434.0588 | 1.5069 | 251.9296 | 399539.5504 | 402147.4783 | 6.8151 | 388.1883 | 299715.2197 | 5.0792 | 316.1169 | 199754.1387 | 3.3852 | 272.3029 | 99900.7863 | 1.693 | 251.7056 | 135360.14 | 134888.1697 | 8.4588 | 387.2672 | 101536.0015 | 6.3673 | 337.19 | 67668.4299 | 4.2435 | 273.1336 | 33797.6009 | 2.1194 | 249.1846 | 62916.0289 | 62932.9521 | 4.1798 | 324.5233 | 47179.5744 | 3.1335 | 283.0992 | 31463.2272 | 2.0897 | 254.269 | 15718.8806 | 1.044 | 239.6464 | 102147.4855 | 102298.119 | 4.8977 | 338.3294 | 76604.1097 | 3.6675 | 311.6524 | 51103.6542 | 2.4467 | 260.7885 | 25517.2814 | 1.2217 | 243.6857 | 7165.8004 | 7194.2546 | 7.3647 | 337.2378 | 5359.8366 | 5.4869 | 290.0279 | 3584.0912 | 3.669 | 259.0057 | 1788.5999 | 1.831 | 241.7009 | 1751745.7853 | 1754599.844 | 4.9549 | 363.5703 | 1528589.2164 | 4.3167 | 335.3937 | 1314197.48 | 3.7112 | 318.2337 | 1091640.5886 | 3.0828 | 286.1547 | 873583.7521 | 2.467 | 269.8743 | 656276.4005 | 1.8533 | 259.236 | 436776.9085 | 1.2334 | 249.4777 | 219069.5228 | 0.61864 | 240.0366 | 283.1317 | 280.6317 | 0.82914 | 230.7924 | 141.1061 | 0.41691 | 230.2812 | 331.319 | 331.6478 | 2.4281 | 231.0842 | 163.8803 | 1.1998 | 230.7057 | 60.0979 | 5.2168 | 352.6352 | 56.2606 | 4.8837 | 349.1591 | 5882080.7965 | 39.7182 | 388.8645 | 4705275.4168 | 31.772 | 380.2957 | 229.0751 | [5 empty] | 0 | 1 | 0 | [14 empty] | 0 | 2017 |  | #REF! | #REF! | #REF! | #REF! |  | 2 | [5 empty] | TI
ITI | TI |  | 2017 | ITI969 | Minimum Power | [16 empty] | Rack |  | Managed | 1 | Silver 4116 | 2 | 2 | 2101 | 12 | 2 | 128000 | 8 | UCS-MR-X16G1RS-H 16GB DDR4-2666-MHz RDIMM/PC4-21300/single rank/x4/1.2v | 8 | Fixed hard disk media | 12G SAS | 2 | 1 | 1050 | Microsoft Windows Server 2012 R2 Datacenter | 6.3.9600 | Oracle Corporation | 1.8.0_151-b12 | Intel_Win_HS18_5 | 11.7292 | 15.0222 | 15.4525 | 8.4162 | 9.5485 | 14.3133 |  | 9.9198 | 2.5638 | 7.4574 | 17.4656 | 113.5897 | 44899.7672 | 44877.8497 | 6.4811 | 379.5811 | 33674.1106 | 4.8631 | 324.1568 | 22445.9527 | 3.2416 | 279.6117 | 11214.2252 | 1.6195 | 254.11 | 508334.3837 | 512287.289 | 8.6816 | 406.937 | 381248.599 | 6.461 | 340.9886 | 254148.7149 | 4.307 | 284.8132 | 127104.9097 | 2.154 | 258.5586 | 135304.9446 | 135554.0059 | 8.5005 | 389.0396 | 101448.7025 | 6.3618 | 319.4997 | 67643.0958 | 4.2419 | 274.1517 | 33791.8183 | 2.1191 | 250.1969 | 62912.2167 | 62976.9597 | 4.1827 | 327.0786 | 47208.0204 | 3.1354 | 284.3112 | 31468.8201 | 2.09 | 254.8876 | 15720.7967 | 1.0441 | 240.6531 | 102223.1433 | 102439.5332 | 4.9044 | 341.8559 | 76677.4903 | 3.6711 | 297.3855 | 51110.4928 | 2.447 | 261.2133 | 25555.1614 | 1.2235 | 244.1827 | 7166.1368 | 7184.1542 | 7.3544 | 355.2981 | 5376.3361 | 5.5037 | 291.1559 | 3580.2151 | 3.6651 | 259.2416 | 1797.16 | 1.8398 | 242.471 | 2212817.748 | 2215470.3918 | 6.2564 | 383.555 | 1933247.8146 | 5.4594 | 357.1595 | 1662792.1696 | 4.6957 | 321.237 | 1378986.0093 | 3.8942 | 295.1207 | 1103196.3956 | 3.1154 | 278.2814 | 831784.5378 | 2.3489 | 265.6554 | 552921.1827 | 1.5614 | 254.4018 | 276035.3822 | 0.77951 | 242.9057 | 281.2881 | 281.9759 | 0.83311 | 231.078 | 142.2112 | 0.42017 | 230.4715 | 332.64 | 328.9264 | 2.4081 | 231.2796 | 168.2453 | 1.2318 | 230.6189 | 74.806 | 6.4936 | 359.617 | 75.8127 | 6.581 | 389.5528 | 6550011.9422 | 44.2284 | 403.1477 | 6509809.2932 | 43.9569 | 386.9798 | 229.093 | [5 empty] | 0 | 0 | 1 | [14 empty] | 0 | 2017 |  | #REF! | #REF! | #REF! | #REF! |  | 2 | [5 empty] | TI
ITI | TI |  | 2017 | ITI970 | Typical | [16 empty] | Rack |  | Managed | 1 | Gold 6138 | 2 | 2 | 2001 | 20 | 2 | 393216 | 12 | UCS-MR-X16G1RS-H 16GB DDR4-2666-MHz RDIMM/PC4-21300/single rank/x4/1.2v | 12 | Fixed hard disk media | 12G SAS | 2 | 1 | 1050 | Microsoft Windows Server 2012 R2 Datacenter | 6.3.9600 | Oracle Corporation | 1.8.0_144-b01 | Intel_Win_HS18_5 | 12.0304 | 16.2996 | 16.8081 | 9.5977 | 10.4981 | 16.188 |  | 9.1869 | 2.5732 | 5.2596 | 18.2418 | 202.3496 | 71498.5103 | 71559.2048 | 10.3344 | 592.3388 | 53624.4962 | 7.7443 | 516.1793 | 35751.1235 | 5.1631 | 431.4843 | 17900.0326 | 2.5851 | 386.5286 | 862400.7595 | 873707.9922 | 14.8066 | 614.8017 | 646736.9172 | 10.9601 | 552.3471 | 431299.1257 | 7.3091 | 453.6149 | 215522.5135 | 3.6524 | 398.4522 | 224650.5641 | 224748.6747 | 14.0939 | 563.4959 | 168441.8014 | 10.5629 | 521.1612 | 112311.667 | 7.043 | 417.2306 | 56179.8375 | 3.523 | 377.7227 | 118470.9222 | 118339.558 | 7.8597 | 561.157 | 88831.5571 | 5.8999 | 533.6008 | 59240.6616 | 3.9345 | 390.9116 | 29619.0796 | 1.9672 | 361.3638 | 184035.3115 | 184707.3794 | 8.8431 | 565.376 | 138061.8485 | 6.6099 | 557.8545 | 92043.0289 | 4.4067 | 402.7298 | 46006.4488 | 2.2026 | 367.7411 | 12972.5163 | 13018.546 | 13.3271 | 562.6826 | 9732.8156 | 9.9635 | 521.8231 | 6469.6904 | 6.623 | 397.9066 | 3243.6729 | 3.3205 | 363.9745 | 3210539.3713 | 3212435.2444 | 9.0718 | 605.0037 | 2810800.3269 | 7.9376 | 591.471 | 2406127.7305 | 6.7948 | 531.7407 | 2003222.1595 | 5.657 | 464.6896 | 1605806.272 | 4.5347 | 430.7307 | 1204193.9457 | 3.4006 | 406.3162 | 804475.1219 | 2.2718 | 385.4531 | 401252.9571 | 1.1331 | 363.0363 | 437.5766 | 438.3537 | 1.2951 | 356.5517 | 218.8226 | 0.64652 | 354.6784 | 356.0902 | 356.1408 | 2.6074 | 353.849 | 178.1045 | 1.3039 | 347.3281 | 132.8832 | 11.535 | 620.4174 | 128.2731 | 11.1348 | 622.1316 | 17058438.601 | 115.1856 | 588.0182 | 17638006.6226 | 119.0991 | 588.581 | 338.8025 | [5 empty] | 5 | 0 | 1 | [14 empty] | 0 | 2017 |  | #REF! | #REF! | #REF! | #REF! |  | 2 | [5 empty] | TI
ITI | TK |  | 2018 | ITI975 | High-End | [16 empty] | Rack |  | Managed | 1 | Platinum 8180 | 2 | 2 | 2501 | 8 | 2 | 1309846 | 20 | Micron 2400 MHz DDR4 | 18 | Fixed hard disk media | SAS | 2 | 0 | 1500 | Microsoft Windows Server 2012 R2 Standard | 6.3.9600 | Oracle Corporation | 1.8.0_144-b01 | Intel_Win_HS18_5 | 10.2185 | 9.3751 | 18.064 | 10.0831 | 10.8311 | 16.8005 |  | 7.9498 | 45.4533 | 237.2277 | 9.1122 | 349.7266 | 96741.9812 | 96878.4902 | 13.9909 | 1025.3116 | 72563.0819 | 10.4793 | 812.3388 | 48407.2522 | 6.9908 | 672.7603 | 24174.6545 | 3.4912 | 585.7132 | 716544.1724 | 716812.7013 | 12.1477 | 1022.824 | 537423.3318 | 9.1076 | 738.8463 | 358328.9849 | 6.0725 | 637.8545 | 179165.3995 | 3.0363 | 547.819 | 375273.5836 | 375554.4546 | 23.5509 | 948.0802 | 281402.8537 | 17.6467 | 772.8488 | 187705.9193 | 11.771 | 660.2859 | 93775.175 | 5.8806 | 558.4364 | 197645.3325 | 197110.1973 | 13.0913 | 941.1545 | 148190.5721 | 9.8423 | 870.586 | 98867.1582 | 6.5664 | 610.8859 | 49437.4274 | 3.2835 | 536.9455 | 302914.216 | 301847.8289 | 14.4514 | 951.8612 | 227194.3375 | 10.8773 | 912.9124 | 151491.3943 | 7.2529 | 630.7843 | 75684.2298 | 3.6235 | 547.638 | 21248.1131 | 21131.9999 | 21.6328 | 945.2182 | 15938.7086 | 16.3164 | 826.5479 | 10624.088 | 10.8759 | 619.8471 | 5306.7761 | 5.4325 | 540.5446 | 4064351.4536 | 4062609.8537 | 11.4727 | 1019.5481 | 3563625.273 | 10.0635 | 806.7282 | 3041864.3793 | 8.5901 | 733.0992 | 2543332.6943 | 7.1823 | 677.1913 | 2032155.6476 | 5.7387 | 635.3979 | 1524312.8018 | 4.3046 | 597.9938 | 1017736.4538 | 2.874 | 561.4564 | 509875.4187 | 1.4399 | 523.9921 | 11119.5905 | 11132.6385 | 32.892 | 514.5075 | 5543.7238 | 16.3793 | 506.8298 | 23260.58 | 23187.7262 | 169.7615 | 508.5694 | 11622.2509 | 85.0886 | 504.6958 | 97.9911 | 8.5062 | 927.639 | 97.025 | 8.4223 | 930.1135 | 52048379.3108 | 351.4522 | 1010.9992 | 52555261.4168 | 354.8748 | 1014.7207 | 405.0033 | [5 empty] | 0 | 8 | 0 | [14 empty] | 0 | 2018 |  | #REF! | #REF! | #REF! | #REF! |  | 2 | [5 empty] | TK
ITI | TK |  | 2018 | ITI977 | Typical | [16 empty] | Rack |  | Managed | 1 | Gold 6148 | 2 | 2 | 2401 | 8 | 2 | 391349 | 12 | Micron 2400 MHz DDR4 | 29 | Fixed hard disk media | SAS | 1 | 0 | 900 | Microsoft Windows Server 2012 R2 Standard | 6.3.9600 | Oracle Corporation | 1.8.0_144-b01 | Intel_Win_HS18_5 | 15.187 | 19.1032 | 22.9143 | 12.6067 | 13.4938 | 21.1717 |  | 13.3495 | 38.7625 | 53.5007 | 19.2702 | 239.5625 | 79059.7031 | 78690.8329 | 11.3643 | 554.2264 | 59316.7888 | 8.5663 | 465.9851 | 39541.3198 | 5.7104 | 384.4665 | 19763.0818 | 2.8541 | 300.3852 | 868009.9555 | 877328.411 | 14.8679 | 553.1934 | 651061.202 | 11.0334 | 512.4273 | 434024.6924 | 7.3553 | 392.1688 | 217015.4115 | 3.6777 | 299.7337 | 257691.5275 | 260647.9282 | 16.3451 | 554.5322 | 193199.2091 | 12.1155 | 429.4397 | 128817.0678 | 8.0781 | 348.5907 | 64416.1325 | 4.0395 | 282.3518 | 135513.3896 | 135915.2828 | 9.027 | 555.3521 | 101639.3565 | 6.7505 | 517.6504 | 67804.4099 | 4.5033 | 316.0791 | 33865.2637 | 2.2492 | 268.9257 | 208891.0919 | 204139.7928 | 9.7735 | 554.5091 | 156678.4566 | 7.5012 | 545.9587 | 104474.7035 | 5.0019 | 330.4108 | 52180.0881 | 2.4982 | 276.238 | 14688.584 | 14780.7594 | 15.131 | 554.9736 | 11011.0166 | 11.272 | 491.7868 | 7327.1202 | 7.5008 | 322.329 | 3662.1828 | 3.749 | 271.3389 | 3733341.8687 | 3781462.6749 | 10.6787 | 552.7992 | 3271119.1378 | 9.2375 | 515.2374 | 2802517.0263 | 7.9142 | 430.5353 | 2330471.9285 | 6.5812 | 376.1316 | 1872335.2955 | 5.2874 | 340.2245 | 1401347.9146 | 3.9574 | 312.2671 | 935479.7144 | 2.6418 | 288.2234 | 468414.2003 | 1.3228 | 263.7233 | 4789.8759 | 4783.6667 | 14.1336 | 270.4179 | 2389.6403 | 7.0603 | 245.5957 | 2582.6358 | 2587.2256 | 18.9415 | 255.4033 | 1296.9267 | 9.495 | 246.0182 | 122.0647 | 10.5959 | 552.1525 | 123.3878 | 10.7107 | 553.51 | 19641347.0207 | 132.6265 | 553.0744 | 19647895.4251 | 132.6707 | 553.8041 | 195.0943 | [5 empty] | 2 | 2 | 0 | [14 empty] | 0 | 2018 |  | #REF! | #REF! | #REF! | #REF! |  | 2 | [5 empty] | TK
ITI | TM |  | 2018 | ITI982 | High-End | [16 empty] | Tower |  | Managed | 1 | Platinum 8180 | 2 | 2 | 2500 | 28 | 2 | 163840 | 10 | 1Rx4 PC4- 2666 MHz DDR4 RDIMM | 8 | Small Form Factor Hard Drive Rotating Media | SAS | 2 | 0 | 800 | Microsoft Windows Server 2012 R2 Standard | 6.3.9600 | Oracle Corporation | 1.8.0_171-b11 | Intel_Win_HS18_5 | 16.8585 | 16.991 | 27.1558 | 16.1425 | 16.6886 | 26.1171 |  | 13.9728 | 8.5822 | 15.3828 | 14.1042 | 193.1401 | 97844.3785 | 97822.4525 | 14.1272 | 609.2357 | 73436.1985 | 10.6054 | 570.2611 | 48935.0801 | 7.067 | 437.9429 | 24449.316 | 3.5309 | 304.199 | 701034.3039 | 701171.4772 | 11.8826 | 606.7349 | 525808.6695 | 8.9108 | 494.6595 | 350399.0937 | 5.9382 | 365.6405 | 175257.6563 | 2.9701 | 204.178 | 372548.6577 | 372289.2565 | 23.3461 | 578.7817 | 279463.446 | 17.5251 | 581.0643 | 186272.5565 | 11.6811 | 492.3444 | 93151.177 | 5.8415 | 310.0442 | 197191.8932 | 195448.5916 | 12.981 | 579.5524 | 147913.2399 | 9.8239 | 528.1913 | 98605.09 | 6.549 | 434.427 | 49296.2666 | 3.2741 | 302.8132 | 292061.5092 | 292353.9856 | 13.9969 | 579.5897 | 219053.4976 | 10.4875 | 573.0643 | 146038.9488 | 6.9918 | 454.2095 | 73016.4282 | 3.4958 | 306.6013 | 21360.9399 | 21382.3716 | 21.8891 | 577.3587 | 16013.2636 | 16.3928 | 554.9619 | 10690.0787 | 10.9434 | 446.8937 | 5331.9742 | 5.4583 | 321.7222 | 4269644.0903 | 4281301.0663 | 12.0902 | 609.9772 | 3738804.2015 | 10.5582 | 546.3947 | 3199289.9855 | 9.0347 | 492.7203 | 2671597.4652 | 7.5445 | 450.9829 | 2133745.4061 | 6.0256 | 395.8678 | 1599997.5216 | 4.5183 | 346.0492 | 1070866.1737 | 3.0241 | 294.9809 | 534955.685 | 1.5107 | 248.8812 | 551.4506 | 553.1643 | 1.6344 | 140.5048 | 274.2553 | 0.8103 | 127.9706 | 378.05 | 377.0707 | 2.7606 | 129.4316 | 186.3778 | 1.3645 | 122.9899 | 92.1473 | 7.9989 | 544.7593 | 84.2594 | 7.3142 | 539.8765 | 17405248.7362 | 117.5274 | 601.1849 | 17224822.3742 | 116.3091 | 602.2008 | 117.8547 | [5 empty] | 4 | 0 | 0 | [14 empty] | 0 | 2018 |  | #REF! | #REF! | #REF! | #REF! |  | 2 | [5 empty] | TM
ITI | TM |  | 2018 | ITI983 | Low-End | [16 empty] | Tower |  | Managed | 1 | Silver 4108 | 2 | 2 | 1800 | 8 | 2 | 32429 | 2 | 1Rx4 PC4- 2666 MHz DDR4 RDIMM | 1 | Small Form Factor Hard Drive Rotating Media | SAS | 1 | 0 | 500 | Microsoft Windows Server 2012 R2 Standard | 6.3.9600 | Oracle Corporation | 1.8.0_171-b11 | Intel_Win_HS18_5 | 11.3539 | 10.6782 | 17.8841 | 9.4634 | 10.2884 | 16.1387 |  | 9.1339 | 13.9655 | 25.0623 | 10.6673 | 62.2792 | 21451.7467 | 21487.3706 | 3.1031 | 175.6936 | 16091.1545 | 2.3238 | 163.3335 | 10732.8422 | 1.55 | 147.19 | 5349.5188 | 0.77256 | 123.0198 | 150837.6436 | 150939.3615 | 2.5579 | 167.8379 | 113109.9781 | 1.9169 | 151.9936 | 75448.6992 | 1.2786 | 127.2918 | 37710.7596 | 0.63908 | 94.9013 | 77620.5683 | 77076.7024 | 4.8335 | 177.4756 | 58182.8182 | 3.6486 | 165.7447 | 38827.3574 | 2.4348 | 153.1947 | 19401.9061 | 1.2167 | 113.3317 | 36713.4613 | 36734.3105 | 2.4398 | 157.9063 | 27532.5688 | 1.8286 | 150.9171 | 18349.3398 | 1.2187 | 141.3083 | 9192.5967 | 0.61054 | 122.907 | 57019.1191 | 57106.5311 | 2.7341 | 164.151 | 42753.605 | 2.0469 | 157.1613 | 28500.8067 | 1.3645 | 145.8687 | 14269.3829 | 0.68317 | 123.7263 | 4176.3784 | 4186.4307 | 4.2856 | 164.0264 | 3127.0182 | 3.2011 | 154.559 | 2085.1743 | 2.1346 | 142.852 | 1046.6103 | 1.0714 | 127.7093 | 972756.5601 | 975740.2821 | 2.7555 | 172.9496 | 853280.66 | 2.4096 | 161.312 | 727026.5372 | 2.0531 | 153.7681 | 606789.9624 | 1.7136 | 147.22 | 488753.7945 | 1.3802 | 141.0489 | 362806.7656 | 1.0246 | 133.607 | 242603.824 | 0.6851 | 125.203 | 120132.9339 | 0.33925 | 106.3445 | 553.2009 | 549.22 | 1.6227 | 86.0883 | 273.2887 | 0.80745 | 78.036 | 377.4083 | 375.6227 | 2.75 | 79.6531 | 189.8187 | 1.3897 | 76.3848 | 19.3862 | 1.6828 | 157.1784 | 19.2674 | 1.6725 | 157.3643 | 1838448.1889 | 12.414 | 185.579 | 1717945.1997 | 11.6003 | 186.2623 | 73.9089 | [5 empty] | 4 | 0 | 2 | [14 empty] | 0 | 2018 |  | #REF! | #REF! | #REF! | #REF! |  | 2 | [5 empty] | TM
ITI | TM |  | 2018 | ITI984 | Minimum Power | [16 empty] | Tower |  | Managed | 1 | Bronze 3104 | 2 | 2 | 1700 | 6 | 2 | 24237 | 3 | 1Rx4 PC4- 2666 MHz DDR4 RDIMM | 1 | Fixed hard disk media | SASTA | 1 | 0 | 500 | Microsoft Windows Server 2012 R2 Standard | 6.3.9600 | Oracle Corporation | 1.8.0_171-b11 | Intel_Win_HS18_5 | 10.5083 | 12.6749 | 12.0926 | 5.8491 | 6.1846 | 11.0338 |  | 9.1337 | 21.1537 | 21.6053 | 17.8344 | 39.6229 | 14404.4546 | 14420.339 | 2.0825 | 124.4802 | 10798.9043 | 1.5595 | 116.8422 | 7204.2662 | 1.0404 | 110.029 | 3600.5141 | 0.51997 | 90.0421 | 143932.6303 | 144667.2491 | 2.4517 | 123.2531 | 107971.4522 | 1.8298 | 116.0469 | 71975.4523 | 1.2198 | 109.3002 | 35996.5849 | 0.61003 | 82.7276 | 36586.6261 | 37365.6557 | 2.3432 | 118.4424 | 27430.3438 | 1.7201 | 113.671 | 18293.732 | 1.1472 | 107.5928 | 9165.175 | 0.57474 | 85.795 | 16107.1611 | 16109.37 | 1.0699 | 110.5093 | 12095.3373 | 0.80333 | 107.2159 | 8060.0613 | 0.53532 | 103.5612 | 4034.6767 | 0.26797 | 85.8464 | 24211.8771 | 24280.4653 | 1.1625 | 115.0542 | 18164.2497 | 0.86964 | 110.7784 | 12102.3189 | 0.57942 | 105.9884 | 6057.5469 | 0.29001 | 85.9543 | 2044.7322 | 2049.9934 | 2.0986 | 112.5898 | 1534.4017 | 1.5708 | 108.6363 | 1022.1625 | 1.0464 | 104.1284 | 510.7013 | 0.5228 | 95.5257 | 747548.3169 | 748476.0081 | 2.1137 | 124.25 | 652134.3302 | 1.8416 | 119.3713 | 559823.5369 | 1.5809 | 116.0248 | 465332.4215 | 1.3141 | 112.405 | 373614.2605 | 1.0551 | 108.4922 | 279222.8348 | 0.78851 | 104.1799 | 186490.1583 | 0.52664 | 98.8567 | 92932.7575 | 0.26244 | 88.8155 | 700.8242 | 700.9941 | 2.0711 | 71.8745 | 347.8276 | 1.0277 | 66.1782 | 261.0905 | 260.9742 | 1.9106 | 64.1197 | 132.1337 | 0.96737 | 61.7533 | 25.8633 | 2.2451 | 124.049 | 25.2613 | 2.1928 | 124.7744 | 733314.8446 | 4.9516 | 125.8809 | 739809.6373 | 4.9955 | 126.076 | 58.3185 | [5 empty] | 4 | 0 | 0 | [14 empty] | 0 | 2018 |  | #REF! | #REF! | #REF! | #REF! |  | 2 | [5 empty] | TM
ITI | TM |  | 2018 | ITI985 | Typical | [16 empty] | Tower |  | Managed | 1 | Gold 6134 | 2 | 2 | 3200 | 8 | 2 | 16384 | 2 | 1Rx4 PC4- 2400 MHz DDR4 RDIMM | 1 | Fixed hard disk media Solid State | SAS | 1 | 0 | 500 | Microsoft Windows Server 2012 R2 Standard | 6.3.9600 | Oracle Corporation | 1.8.0_171-b11 | Intel_Win_HS18_5 | 8.547 | 7.8289 | 17.1859 | 9.5243 | 10.0963 | 15.1473 |  | 7.6805 | 13.4089 | 24.41 | 8.9934 | 40.5038 | 25144.4107 | 25246.5822 | 3.646 | 346.6777 | 18881.5617 | 2.7268 | 290.7225 | 12565.3788 | 1.8147 | 228.0742 | 6293.4195 | 0.90888 | 133.6703 | 160273.854 | 160377.2638 | 2.7179 | 325.1151 | 120202.9882 | 2.0371 | 253.907 | 80124.2251 | 1.3579 | 162.8531 | 40028.5661 | 0.67836 | 100.9823 | 137032.606 | 135828.0759 | 8.5177 | 348.9598 | 102743.934 | 6.443 | 346.5006 | 68504.3974 | 4.2959 | 286.5764 | 34256.3946 | 2.1482 | 167.5467 | 65692.8164 | 65015.5879 | 4.3181 | 336.1023 | 49285.4234 | 3.2734 | 303.3292 | 32851.0617 | 2.1818 | 256.8323 | 16423.021 | 1.0908 | 156.1241 | 100541.3908 | 100681.0701 | 4.8203 | 350.1605 | 75452.2699 | 3.6124 | 325.0552 | 50283.3137 | 2.4074 | 269.1133 | 25161.9792 | 1.2047 | 158.6636 | 7358.2415 | 7370.085 | 7.5447 | 349.1439 | 5519.4432 | 5.6502 | 314.581 | 3685.4516 | 3.7728 | 260.7296 | 1841.239 | 1.8849 | 201.0906 | 1328968.3135 | 1330926.9753 | 3.7585 | 344.2757 | 1162285.3182 | 3.2823 | 304.2937 | 993056.7454 | 2.8044 | 274.2983 | 832648.0441 | 2.3514 | 248.4434 | 665992.0787 | 1.8807 | 226.747 | 498002.264 | 1.4063 | 204.4839 | 331244.0077 | 0.93542 | 181.4801 | 165785.8976 | 0.46817 | 129.5348 | 553.5885 | 554.6629 | 1.6388 | 92.4679 | 276.3045 | 0.81636 | 80.4682 | 378.8906 | 378.9223 | 2.7742 | 83.4916 | 189.9837 | 1.3909 | 77.5623 | 29.3672 | 2.5492 | 279.0345 | 28.7405 | 2.4948 | 281.802 | 2127450.8649 | 14.3654 | 354.9771 | 2129242.0605 | 14.3775 | 354.9676 | 73.5053 | [5 empty] | 4 | 0 | 0 | [14 empty] | 0 | 2018 |  | #REF! | #REF! | #REF! | #REF! |  | 2 | [5 empty] | TM
ITI | TN |  | 2018 | ITI986 | High-End | [16 empty] | Rack |  | Managed | 1 | Platinum 8180 | 2 | 2 | 2501 | 8 | 2 | 1570997 | 24 | 64GB | 40 | Fixed hard disk media | SAS | 2 | 0 | 1500 | Microsoft Windows Server 2012 R2 Standard Evaluation | 6.3.9600 | Oracle Corporation | 1.8.0_144-b01 | Intel_Win_HS18_5 | 9.7917 | 9.5783 | 15.1235 | 8.5324 | 9.0924 | 14.2732 |  | 7.658 | 138.858 | 732.2281 | 9.0462 | 337.1583 | 114271.8859 | 114358.4019 | 16.5153 | 1167.6471 | 85712.4038 | 12.3783 | 1029.7793 | 57156.9144 | 8.2544 | 852.5446 | 28539.6435 | 4.1216 | 738.057 | 928644.8587 | 928227.916 | 15.7305 | 1213.6107 | 696472.9537 | 11.803 | 956.7777 | 464362.9828 | 7.8695 | 828.3223 | 232146.3532 | 3.9341 | 710.0421 | 367986.676 | 368837.3091 | 23.1297 | 1097.143 | 276019.4309 | 17.3091 | 900.1727 | 184059.2931 | 11.5423 | 780.4091 | 91991.889 | 5.7688 | 661.1488 | 196603.3518 | 195627.2336 | 12.9928 | 1101.6893 | 147484.2702 | 9.7954 | 1040.6364 | 98300.9545 | 6.5288 | 703.8223 | 49176.3193 | 3.2661 | 634.5901 | 298203.7348 | 299097.9506 | 14.3198 | 1102.9678 | 223661.5923 | 10.7081 | 1035.1479 | 149120.8241 | 7.1394 | 739.1281 | 74530.2039 | 3.5682 | 677.2802 | 21035.5821 | 21066.3416 | 21.5656 | 1062.2884 | 15798.2838 | 16.1727 | 933.2306 | 10512.2154 | 10.7613 | 728.2132 | 5257.1781 | 5.3818 | 674.1488 | 4901391.4921 | 4897680.71 | 13.8309 | 1214.3216 | 4289782.2662 | 12.1142 | 1021.6639 | 3678880.8506 | 10.389 | 924.4075 | 3070154.4757 | 8.67 | 871.4598 | 2450399.2624 | 6.9198 | 784.4842 | 1839604.6912 | 5.195 | 738.6116 | 1230602.1682 | 3.4752 | 725.5087 | 611852.0804 | 1.7278 | 655.5224 | 43647.0971 | 43843.7216 | 129.5389 | 661.1182 | 21816.8369 | 64.4591 | 655.0339 | 86956.6058 | 87697.9151 | 642.0522 | 615.0727 | 43481.3033 | 318.3345 | 619.776 | 120.7733 | 10.4838 | 1126.5309 | 117.2697 | 10.1797 | 1157.6424 | 58112347.6949 | 392.3986 | 1268.486 | 57871334.5384 | 390.7712 | 1159.014 | 630.8082 | [5 empty] | 2 | 8 | 0 | [14 empty] | 0 | 2018 |  | #REF! | #REF! | #REF! | #REF! |  | 2 | [5 empty] | TN
ITI | TN |  | 2018 | ITI988 | Typical | [16 empty] | Rack |  | Managed | 1 | Gold 6142M | 2 | 2 | 2601 | 16 | 2 | 391349 | 12 | 32GB | 36 | Fixed hard disk media | SAS | 1 | 0 | 1500 | Microsoft Windows Server 2012 R2 Standard Evaluation | 6.3.9600 | Oracle Corporation | 1.8.0_144-b01 | Intel_Win_HS18_5 | 9.2259 | 12.1929 | 13.0997 | 7.1093 | 7.7859 | 11.9708 |  | 6.6899 | 74.6694 | 81.8958 | 13.1799 | 147.9695 | 69551.9637 | 69214.3805 | 9.9957 | 778.5388 | 52167.4576 | 7.5339 | 639.5223 | 34756.557 | 5.0194 | 540.3645 | 17386.1545 | 2.5109 | 486.9065 | 803536.3707 | 805503.44 | 13.6507 | 800.8802 | 602796.5842 | 10.2155 | 661.2595 | 401824.8372 | 6.8097 | 554.1281 | 200873.1361 | 3.4042 | 498.3948 | 221760.4586 | 222477.9487 | 13.9515 | 745.1752 | 166394.8078 | 10.4346 | 619.8132 | 110881.6655 | 6.9534 | 537.4628 | 55443.1161 | 3.4768 | 481.4546 | 114319.1119 | 113857.1482 | 7.562 | 743.7942 | 85712.7503 | 5.6927 | 685.0099 | 57185.3199 | 3.798 | 511.4058 | 28554.1475 | 1.8965 | 465.853 | 175832.13 | 175841.8545 | 8.4187 | 749.8099 | 131813.9267 | 6.3108 | 699.3587 | 87902.0755 | 4.2084 | 519.3322 | 43938.2248 | 2.1036 | 469.9851 | 12379.9133 | 12351.4451 | 12.6442 | 748.6636 | 9278.6016 | 9.4985 | 652.038 | 6194.7649 | 6.3416 | 516.3198 | 3093.0691 | 3.1664 | 465.9394 | 2928587.1628 | 2922912.5926 | 8.2542 | 780.6668 | 2562641.0004 | 7.2368 | 721.4004 | 2196249.78 | 6.2021 | 653.5788 | 1829328.0264 | 5.166 | 590.8531 | 1466968.9642 | 4.1427 | 536.6216 | 1098568.4194 | 3.1023 | 503.9635 | 730271.2699 | 2.0623 | 480.4227 | 366656.6748 | 1.0354 | 463.3103 | 17618.2075 | 17673.507 | 52.2174 | 498.22 | 8795.95 | 25.9882 | 488.5217 | 7358.6829 | 7326.4479 | 53.6382 | 465.9036 | 3666.7898 | 26.8452 | 460.8105 | 120.27 | 10.4401 | 776.6889 | 115.5696 | 10.0321 | 776.2933 | 17256065.055 | 116.5201 | 775.1149 | 17031069.9872 | 115.0008 | 777.1926 | 444.148 | [5 empty] | 0 | 1 | 2 | [14 empty] | 0 | 2018 |  | #REF! | #REF! | #REF! | #REF! |  | 2 | [5 empty] | TN
ITI | TO |  | 2018 | ITI989 | High-End | [16 empty] | Rack |  | Managed | 1 | EPYC 7601 | 2 | 2 | 2200 | 32 | 2 | 262144 | 16 | HPE 16GB 2Rx8 PC4-2666V-RE1-12-DB1 | 2 | SSD | SATA | 2 | 0 | 800 | Microsoft Windows Server 2012 R2 Standard Evaluation | 6.3.9600 | Oracle Corporation | 1.7.0_79-b15 | AMD_EPYC_Win_HS18_1 | 25.5784 | 37.2339 | 31.9166 | 30.2721 | 28.7713 | 42.5031 |  | 20.6501 | 50.6602 | 832.0468 | 42.3504 | 309.8441 | 97021.8293 | 97015.1131 | 14.0106 | 395.9784 | 72782.072 | 10.511 | 341.5337 | 48530.6895 | 7.0086 | 277.1801 | 24258.4906 | 3.5033 | 225.349 | 1194705.6697 | 1206852.9244 | 20.4523 | 402.7266 | 896129.2046 | 15.1865 | 346.4104 | 597380.3507 | 10.1237 | 279.4426 | 298715.6247 | 5.0623 | 212.4422 | 278315.3653 | 282505.8406 | 17.7158 | 416.6543 | 208815.8894 | 13.0948 | 353.7309 | 139184.5242 | 8.7282 | 268.4317 | 69604.0408 | 4.3648 | 215.2797 | 203754.498 | 204472.1264 | 13.5803 | 300.6937 | 152814.2176 | 10.1494 | 275.633 | 101890.9373 | 6.7672 | 227.9117 | 50949.3596 | 3.3839 | 198.9672 | 282584.8107 | 283289.1838 | 13.5629 | 324.7734 | 211895.8291 | 10.1448 | 293.7333 | 141342.3294 | 6.767 | 238.0683 | 70677.4687 | 3.3838 | 202.4527 | 19496.0997 | 19513.5046 | 19.9759 | 320.37 | 14614.969 | 14.9613 | 288.9084 | 9749.9159 | 9.981 | 243.5656 | 4877.5622 | 4.9932 | 202.4483 | 4369663.1471 | 4390696.8987 | 12.3992 | 384.4411 | 3828852.1288 | 10.8125 | 352.4387 | 3280410.2913 | 9.2638 | 330.726 | 2736070.1363 | 7.7266 | 308.3079 | 2187068.4357 | 6.1762 | 270.8002 | 1639203.0776 | 4.629 | 243.3994 | 1089171.6906 | 3.0758 | 220.2607 | 547071.2253 | 1.5449 | 196.5711 | 3984.5942 | 3966.5242 | 11.7193 | 166.4978 | 1987.5375 | 5.8723 | 161.0528 | 26845.5556 | 27123.8154 | 198.5783 | 169.3416 | 13443.7818 | 98.4243 | 166.7152 | 167.6395 | 14.552 | 344.0689 | 168.8839 | 14.6601 | 345.7004 | 18156097.293 | 122.5975 | 392.8701 | 18212796.7366 | 122.9803 | 396.9103 | 120.6932 | [5 empty] | 4 | 0 | 0 | [14 empty] | 0 | 2018 |  | #REF! | #REF! | #REF! | #REF! |  | 2 | [5 empty] | TO
ITI | TO |  | 2018 | ITI990 | Low-End | [16 empty] | Rack |  | Managed | 1 | EPYC 7301 | 2 | 2 | 2200 | 16 | 2 | 32768 | 2 | HPE 16GB 2Rx8 PC4-2666V-RE1-12-DB1 | 1 | SSD | SATA | 1 | 0 | 500 | Microsoft Windows Server 2012 R2 Standard Evaluation | 6.3.9600 | Oracle Corporation | 1.8.0_101-b13 | AMD_EPYC_Win_HS18_1 | 5.5561 | 7.5677 | 21.8675 | 20.6345 | 18.3468 | 28.6696 |  | 3.6308 | 31.8512 | 409.0575 | 7.2692 | 42.6595 | 11552.3367 | 11567.3685 | 1.6705 | 216.1948 | 8670.2387 | 1.2521 | 176.0927 | 5787.9541 | 0.83588 | 154.8405 | 2893.9031 | 0.41793 | 130.077 | 134618.8926 | 134480.902 | 2.279 | 210.4214 | 101003.7896 | 1.7117 | 183.4155 | 67323.5732 | 1.1409 | 155.7128 | 33650.3053 | 0.57027 | 128.7648 | 145247.9631 | 143225.5894 | 8.9816 | 277.1134 | 108955.6904 | 6.8326 | 256.8699 | 72631.6432 | 4.5547 | 219.6206 | 36345.6881 | 2.2792 | 178.2169 | 113487.7922 | 113413.6151 | 7.5325 | 237.1055 | 85111.6308 | 5.6528 | 218.9131 | 56781.4244 | 3.7712 | 194.9706 | 28379.0047 | 1.8848 | 164.9689 | 146898.1902 | 146370.4234 | 7.0077 | 247.6707 | 110162.3824 | 5.2742 | 231.3052 | 73460.897 | 3.5171 | 203.5506 | 36715.4767 | 1.7578 | 172.9437 | 10611.5105 | 10601.3803 | 10.8526 | 246.6084 | 7949.5421 | 8.1379 | 226.9849 | 5312.2244 | 5.4381 | 200.5204 | 2647.9857 | 2.7107 | 171.6869 | 426938.9981 | 431512.1229 | 1.2186 | 214.1612 | 372471.9794 | 1.0518 | 168.7271 | 321638.0977 | 0.90829 | 160.4905 | 266838.3756 | 0.75354 | 156.576 | 212710.0941 | 0.60069 | 155.5515 | 159631.2492 | 0.45079 | 146.8329 | 106398.3192 | 0.30046 | 137.2275 | 53940.8566 | 0.15233 | 126.5048 | 2126.4895 | 2128.4296 | 6.2886 | 150.2861 | 1064.235 | 3.1443 | 129.6915 | 10612.1714 | 10869.8353 | 79.58 | 138.5664 | 5317.2173 | 38.9283 | 133.6112 | 17.3735 | 1.5081 | 211.1708 | 17.1943 | 1.4926 | 201.7252 | 1609302.3723 | 10.8667 | 238.2153 | 1513344.0232 | 10.2187 | 239.5419 | 102.2776 | [5 empty] | 4 | 0 | 0 | [14 empty] | 0 | 2018 |  | #REF! | #REF! | #REF! | #REF! |  | 2 | [5 empty] | TO
ITI | TO |  | 2018 | ITI991 | Minimum Power | [16 empty] | Rack |  | Managed | 1 | EPYC 7251 | 2 | 2 | 2100 | 8 | 2 | 16384 | 2 | HPE 8GB 1Rx8 PC4-2666V-RD1-11-MA0 | 1 | SSD | SATA | 1 | 0 | 500 | Microsoft Windows Server 2012 R2 Standard Evaluation | 6.3.9600 | Oracle Corporation | 1.8.0_101-b13 | AMD_EPYC_Win_HS18_1 | 5.9104 | 7.1012 | 13.9373 | 12.4186 | 11.5413 | 17.7353 |  | 4.3025 | 31.2057 | 409.0554 | 7.5759 | 24.2835 | 12749.6775 | 12796.2937 | 1.848 | 203.8945 | 9582.3483 | 1.3839 | 186.6302 | 6368.7345 | 0.91975 | 171.196 | 3182.9494 | 0.45967 | 136.0092 | 129322.9354 | 130435.6404 | 2.2105 | 204.5218 | 97006.8474 | 1.644 | 191.1644 | 64676.851 | 1.0961 | 165.1428 | 32338.6522 | 0.54804 | 132.949 | 74356.516 | 75271.2556 | 4.7202 | 218.6889 | 55760.4745 | 3.4967 | 201.9817 | 37174.4755 | 2.3312 | 181.8631 | 18593.0259 | 1.166 | 148.0093 | 57821.182 | 57954.4295 | 3.8491 | 192.1725 | 43398.8332 | 2.8824 | 181.1986 | 28928.8978 | 1.9214 | 168.3199 | 14452.9122 | 0.95991 | 146.7851 | 77021.8018 | 76976.5556 | 3.6854 | 200.4048 | 57785.4793 | 2.7666 | 190.4785 | 38510.2222 | 1.8437 | 174.0462 | 19252.1494 | 0.92173 | 146.9869 | 5516.0329 | 5515.6003 | 5.6463 | 199.5061 | 4139.4861 | 4.2376 | 185.86 | 2757.7913 | 2.8231 | 170.4046 | 1382.1443 | 1.4149 | 152.8841 | 525464.6511 | 532545.4916 | 1.5039 | 201.5152 | 459163.3018 | 1.2967 | 178.116 | 393016.1281 | 1.1099 | 172.7091 | 327736.9708 | 0.92552 | 167.3018 | 264318.6435 | 0.74643 | 161.6927 | 196574.0643 | 0.55512 | 154.7826 | 130960.4926 | 0.36983 | 144.0507 | 65627.557 | 0.18533 | 129.5559 | 1950.129 | 1903.7184 | 5.6246 | 135.5265 | 979.6975 | 2.8946 | 123.3636 | 10891.3175 | 10894.8888 | 79.7634 | 141.9412 | 5452.5458 | 39.9191 | 134.0638 | 16.4798 | 1.4305 | 187.6874 | 16.2686 | 1.4122 | 187.5415 | 949152.7844 | 6.4091 | 216.6171 | 768302.8341 | 5.1879 | 213.6391 | 103.5675 | [5 empty] | 4 | 0 | 0 | [14 empty] | 0 | 2018 |  | #REF! | #REF! | #REF! | #REF! |  | 2 | [5 empty] | TO
ITI | TO |  | 2018 | ITI992 | Typical | [16 empty] | Rack |  | Managed | 1 | EPYC 7401 | 2 | 2 | 2000 | 24 | 2 | 65536 | 4 | HPE 16GB 2Rx8 PC4-2666V-RE1-12-DB1 | 1 | SSD | SATA | 1 | 0 | 800 | Microsoft Windows Server 2012 R2 Standard Evaluation | 6.3.9600 | Oracle Corporation | 1.8.0_101-b13 | AMD_EPYC_Win_HS18_1 | 11.1822 | 14.7226 | 29.9364 | 26.549 | 24.9021 | 37.2504 |  | 7.6732 | 29.1128 | 360.2484 | 13.5054 | 105.6888 | 24990.3697 | 25186.5296 | 3.6374 | 226.1813 | 18765.1511 | 2.71 | 186.8162 | 12506.968 | 1.8062 | 169.2525 | 6249.8386 | 0.90258 | 143.7148 | 273287.0315 | 273986.454 | 4.6432 | 229.3894 | 205029.0536 | 3.4746 | 187.1289 | 136654.6979 | 2.3159 | 160.7021 | 68263.818 | 1.1569 | 133.3636 | 189981.5386 | 192186.5686 | 12.052 | 289.8421 | 142428.1556 | 8.9316 | 249.9883 | 94993.8646 | 5.957 | 195.1726 | 47506.4712 | 2.9791 | 168.1914 | 138811.2798 | 139253.9307 | 9.2487 | 223.2933 | 104125.9658 | 6.9157 | 204.6644 | 69424.8395 | 4.6109 | 181.3427 | 34700.0882 | 2.3047 | 165.0839 | 189540.1509 | 190007.9202 | 9.0969 | 243.3242 | 142147.9904 | 6.8055 | 222.0461 | 94698.1168 | 4.5338 | 187.2641 | 47389.4707 | 2.2688 | 163.6817 | 13246.3334 | 13277.4954 | 13.5922 | 244.9794 | 9936.2633 | 10.1717 | 220.0199 | 6604.7335 | 6.7613 | 186.7898 | 3312.0819 | 3.3906 | 163.4987 | 978764.4661 | 982097.7264 | 2.7734 | 223.4181 | 857049.6505 | 2.4203 | 180.087 | 733213.6721 | 2.0706 | 173.0374 | 609892.8213 | 1.7223 | 169.0824 | 487866.0166 | 1.3777 | 162.7978 | 364683.379 | 1.0299 | 158.7954 | 243102.9938 | 0.68651 | 153.959 | 122556.7488 | 0.3461 | 143.3272 | 1851.4254 | 1864.5398 | 5.5089 | 136.379 | 927.3098 | 2.7398 | 130.577 | 9731.2102 | 9809.1407 | 71.8145 | 141.3952 | 4866.9522 | 35.6318 | 139.4478 | 34.7396 | 3.0156 | 223.4687 | 34.5102 | 2.9957 | 221.6345 | 4508751.3704 | 30.445 | 268.8594 | 4060987.0466 | 27.4215 | 259.4548 | 105.9474 | [5 empty] | 4 | 0 | 0 | [14 empty] | 0 | 2018 |  | #REF! | #REF! | #REF! | #REF! |  | 2 | [5 empty] | TO
ITI | TQ |  | 2017 | ITI996 | High-End | [16 empty] | Rack |  | Managed | 1 | Gold 6130 | 2 | 2 | 2095 | 16 | 2 | 522946 | 16 | Micron_32G_2666_MTA36ASF4G72PZ-2G6D1SG | 14 | Fixed hard disk media | SAS | 2 | 0 | 550 | Microsoft Windows Server 2012 R2 Standard | 6.3.9600 | Oracle Corporation | 1.8.0_121-b13 | Intel_Win_HS18_5 | 11.4971 | 16.5734 | 16.6301 | 8.9885 | 10.1846 | 15.2913 |  | 9.8511 | 110.2318 | 614.07 | 20.2741 | 237.3321 | 63036.7479 | 62988.2134 | 9.0966 | 502.4593 | 47276.3789 | 6.8275 | 494.417 | 31528.4365 | 4.5532 | 429.1687 | 15746.5077 | 2.2741 | 345.2141 | 777632.6041 | 776673.139 | 13.1621 | 529.696 | 583233.7831 | 9.884 | 517.9048 | 388920.713 | 6.591 | 448.5526 | 194409.4091 | 3.2946 | 304.2831 | 198631.5271 | 198108.6439 | 12.4233 | 467.6814 | 148976.9761 | 9.3423 | 467.0442 | 99362.5622 | 6.231 | 419.3205 | 49662.6548 | 3.1143 | 321.4953 | 97924.1327 | 97932.9019 | 6.5043 | 464.5494 | 73439.9576 | 4.8776 | 432.9398 | 48969.4334 | 3.2524 | 391.2174 | 24467.9457 | 1.6251 | 326.4748 | 158703.196 | 158555.389 | 7.5911 | 471.7564 | 119015.3277 | 5.698 | 459.2819 | 79375.2972 | 3.8002 | 407.1552 | 39684.3235 | 1.8999 | 329.0314 | 11110.5625 | 11115.974 | 11.3794 | 468.1415 | 8336.5738 | 8.5341 | 447.3445 | 5551.4189 | 5.683 | 399.7256 | 2779.5065 | 2.8454 | 343.1122 | 3181130.4736 | 3184709.0573 | 8.9935 | 513.4797 | 2787450.2665 | 7.8717 | 505.3468 | 2387535.2223 | 6.7423 | 489.7436 | 1994293.4043 | 5.6318 | 459.9002 | 1592314.2543 | 4.4966 | 431.5627 | 1191590.2055 | 3.365 | 398.7482 | 797254.6278 | 2.2514 | 361.5353 | 398171.3192 | 1.1244 | 319.2852 | 13928.6463 | 13815.7648 | 40.8195 | 265.7275 | 6958.2953 | 20.5587 | 259.904 | 29977.6486 | 30157.8969 | 220.7914 | 257.9148 | 14986.4596 | 109.7186 | 249.0865 | 128.409 | 11.1466 | 541.9619 | 123.8576 | 10.7515 | 537.9756 | 17655563.8413 | 119.2177 | 502.3053 | 17654924.7709 | 119.2133 | 502.3061 | 183.2833 | [5 empty] | 2 | 4 | 0 | [14 empty] | 0 | 2017 |  | #REF! | #REF! | #REF! | #REF! |  | 2 | [5 empty] | TQ
ITI | TQ |  | 2017 | ITI997 | Low-End | [16 empty] | Rack |  | Managed | 1 | Silver 4116 | 2 | 2 | 2095 | 12 | 2 | 130754 | 4 | Micron_32G_2666_MTA36ASF4G72PZ-2G6D1SG | 5 | Fixed hard disk media | SAS | 2 | 0 | 550 | Microsoft Windows Server 2012 R2 Standard | 6.3.9600 | Oracle Corporation | 1.8.0_121-b13 | Intel_Win_HS18_5 | 13.9286 | 14.7436 | 20.1654 | 10.6323 | 12.1053 | 18.0245 |  | 11.1406 | 66.7932 | 421.5932 | 14.5186 | 143.5609 | 42913.6052 | 42972.3957 | 6.2059 | 299.3149 | 32192.4285 | 4.6491 | 270.5631 | 21465.652 | 3.1 | 237.6927 | 10729.7662 | 1.5496 | 191.2937 | 353170.4775 | 353183.3185 | 5.9853 | 288.6225 | 264935.1035 | 4.4898 | 255.1574 | 176569.4387 | 2.9923 | 216.7917 | 88274.8999 | 1.496 | 159.4604 | 135400.2772 | 137379.3673 | 8.615 | 287.8552 | 101548.5334 | 6.3681 | 262.795 | 67710.2089 | 4.2461 | 233.2189 | 33856.2411 | 2.1231 | 169.53 | 62945.6923 | 62994.4614 | 4.1839 | 249.4941 | 47208.8476 | 3.1354 | 233.8389 | 31467.7161 | 2.09 | 214.4621 | 15737.0988 | 1.0452 | 179.2138 | 103060.7301 | 102955.7607 | 4.9292 | 262.4316 | 77259.8513 | 3.6989 | 245.8584 | 51546.4456 | 2.4679 | 223.0308 | 25750.197 | 1.2328 | 179.519 | 7180.9761 | 7175.2913 | 7.3453 | 261.077 | 5388.9767 | 5.5167 | 240.6097 | 3585.2441 | 3.6702 | 217.4911 | 1794.9043 | 1.8374 | 189.5046 | 1923201.3515 | 1923918.2175 | 5.4331 | 293.5173 | 1676148.1763 | 4.7334 | 269.2381 | 1447169.6009 | 4.0868 | 253.7434 | 1198059.7743 | 3.3833 | 238.8799 | 957105.4637 | 2.7028 | 225.1923 | 720125.9623 | 2.0336 | 210.7371 | 479741.4655 | 1.3548 | 194.1968 | 240540.7035 | 0.67928 | 171.7079 | 4587.8353 | 4593.2171 | 13.5709 | 147.7996 | 2292.0286 | 6.7719 | 139.375 | 12289.6245 | 12380.9701 | 90.6433 | 151.1535 | 6139.4361 | 44.9479 | 151.6492 | 43.0627 | 3.7381 | 257.8585 | 43.3207 | 3.7605 | 258.62 | 6531661.1624 | 44.1045 | 305.6605 | 6485417.9181 | 43.7922 | 305.0428 | 118.6082 | [5 empty] | 2 | 2 | 0 | [14 empty] | 0 | 2017 |  | #REF! | #REF! | #REF! | #REF! |  | 2 | [5 empty] | TQ
ITI | TQ |  | 2017 | ITI998 | Minimum Power | [16 empty] | Rack |  | Managed | 1 | Silver 4116 | 2 | 2 | 2095 | 12 | 2 | 130754 | 4 | Micron_32G_2666_MTA36ASF4G72PZ-2G6D1SG | 3 | Fixed hard disk media | SAS | 2 | 0 | 550 | Microsoft Windows Server 2012 R2 Standard | 6.3.9600 | Oracle Corporation | 1.8.0_121-b13 | Intel_Win_HS18_5 | 15.1594 | 16.1455 | 21.9578 | 11.6924 | 13.2146 | 19.8219 |  | 12.2112 | 53.2485 | 517.9894 | 15.7489 | 153.8265 | 42931.6646 | 42914.4039 | 6.1976 | 278.1709 | 32208.4057 | 4.6514 | 249.2572 | 21475.4844 | 3.1014 | 217.3224 | 10725.7649 | 1.549 | 174.031 | 353130.4714 | 353117.1069 | 5.9842 | 267.3652 | 264886.0941 | 4.489 | 234.4196 | 176513.3173 | 2.9913 | 196.4884 | 88298.5484 | 1.4964 | 143.6866 | 136023.614 | 135972.6398 | 8.5268 | 267.6267 | 102040.2715 | 6.3989 | 242.1439 | 68009.0084 | 4.2648 | 213.7936 | 34028.7199 | 2.1339 | 154.1767 | 63022.2495 | 63080.4335 | 4.1896 | 228.8315 | 47278.7757 | 3.1401 | 213.6057 | 31519.224 | 2.0934 | 194.3145 | 15763.0611 | 1.0469 | 162.4178 | 102877.3047 | 102751.9418 | 4.9194 | 242.5321 | 77214.5523 | 3.6968 | 225.9649 | 51396.0317 | 2.4607 | 203.0079 | 25749.0366 | 1.2328 | 162.6029 | 7185.2635 | 7181.9947 | 7.3522 | 240.9662 | 5393.2488 | 5.5211 | 220.6368 | 3595.0723 | 3.6803 | 197.5417 | 1793.6887 | 1.8362 | 169.1853 | 1920248.1707 | 1922545.9952 | 5.4292 | 272.605 | 1678811.711 | 4.7409 | 248.7983 | 1439691.7168 | 4.0656 | 233.3438 | 1198534.3584 | 3.3846 | 218.8248 | 958676.4396 | 2.7073 | 205.5772 | 719482.346 | 2.0318 | 190.2793 | 479388.7153 | 1.3538 | 174.1275 | 239065.6592 | 0.67511 | 152.6816 | 3170.6361 | 3168.1608 | 9.3605 | 127.3805 | 1588.8173 | 4.6943 | 121.6602 | 12581.4656 | 12728.9844 | 93.1912 | 127.2099 | 6302.9639 | 46.1451 | 125.9906 | 43.0635 | 3.7382 | 237.9062 | 43.3672 | 3.7645 | 238.4835 | 6539799.2346 | 44.1594 | 286.064 | 6518057.9108 | 44.0126 | 286.1186 | 102.5111 | [5 empty] | 2 | 0 | 0 | [14 empty] | 0 | 2017 |  | #REF! | #REF! | #REF! | #REF! |  | 2 | [5 empty] | TQ
ITI | TQ |  | 2017 | ITI999 | Typical | [16 empty] | Rack |  | Managed | 1 | Gold 6130 | 2 | 2 | 2095 | 16 | 2 | 261826 | 8 | Micron_32G_2666_MTA36ASF4G72PZ-2G6D1SG | 9 | Fixed hard disk media | SAS | 2 | 0 | 550 | Microsoft Windows Server 2012 R2 Standard | 6.3.9600 | Oracle Corporation | 1.8.0_121-b13 | Intel_Win_HS18_5 | 12.0623 | 11.4892 | 19.3386 | 10.4881 | 11.8566 | 17.7999 |  | 9.258 | 88.0697 | 423.5031 | 17.4188 | 199.7711 | 55237.2496 | 55197.1652 | 7.9714 | 435.4548 | 41446.2198 | 5.9855 | 416.6961 | 27601.4391 | 3.9861 | 354.4788 | 13819.4258 | 1.9958 | 278.7521 | 384731.5346 | 384801.7207 | 6.5212 | 437.3557 | 288562.781 | 4.8902 | 372.8887 | 192370.3586 | 3.2601 | 300.7552 | 96201.9828 | 1.6303 | 198.3205 | 200588.028 | 200806.5929 | 12.5925 | 413.1667 | 150435.354 | 9.4337 | 411.8442 | 100350.8045 | 6.293 | 364.6421 | 50154.5372 | 3.1452 | 270.9402 | 97891.4451 | 97885.1687 | 6.5012 | 407.5054 | 73408.2012 | 4.8755 | 374.8319 | 48987.3009 | 3.2536 | 334.2425 | 24469.6418 | 1.6252 | 271.3051 | 159250.0538 | 159034.8929 | 7.614 | 416.2571 | 119381.9587 | 5.7156 | 399.9231 | 79688.6317 | 3.8152 | 350.1121 | 39830.2719 | 1.9069 | 274.8823 | 11147.2674 | 11139.7316 | 11.4037 | 413.7781 | 8361.5877 | 8.5597 | 389.2746 | 5566.4623 | 5.6984 | 342.7944 | 2791.0579 | 2.8572 | 286.7303 | 2370853.4763 | 2366942.7095 | 6.6842 | 437.1467 | 2075546.7871 | 5.8613 | 405.1549 | 1777360.5391 | 5.0192 | 381.8765 | 1486307.6126 | 4.1973 | 360.9852 | 1183785.5688 | 3.343 | 335.8831 | 885649.6867 | 2.501 | 308.9787 | 594349.7231 | 1.6784 | 281.8461 | 294064.6611 | 0.83043 | 249.56 | 8312.2369 | 8350.9765 | 24.6735 | 204.5859 | 4151.4106 | 12.2656 | 190.7171 | 15950.58 | 16044.483 | 117.4646 | 198.4261 | 7953.2126 | 58.2269 | 192.1845 | 86.7371 | 7.5293 | 429.8573 | 87.1469 | 7.5648 | 436.7058 | 13081492.1495 | 88.3316 | 439.6402 | 13033157.455 | 88.0053 | 440.5306 | 143.1271 | [5 empty] | 2 | 2 | 0 | [14 empty] | 0 | 2017 |  | #REF! | #REF! | #REF! | #REF! |  | 2 | [5 empty] | TQ
ITI | TR |  | 2018 | ITI1000 | High-End | [16 empty] | Rack |  | Managed | 1 | Gold 6142 | 2 | 2 | 2594 | 16 | 2 | 786112 | 24 | 1GB 2Rx4 PC2-5300F ECC CL5 | 6 | Fixed hard disk media | SAS | 2 | 0 | 2000 | Microsoft Windows Server 2012 R2 Standard | 6.3.9600 | Oracle Corporation | 1.8.0_60-b27 | Intel_Win_HS18_5 | 10.52 | 14.876 | 16.1547 | 8.5035 | 9.5211 | 14.3224 |  | 7.7444 | 20.8961 | 241.0905 | 19.5804 | 240.2622 | 71190.1674 | 71214.9583 | 10.2846 | 638.7 | 53427.0465 | 7.7158 | 618.181 | 35586.4087 | 5.1393 | 531.6207 | 17803.5353 | 2.5711 | 407.8579 | 859928.4131 | 868491.7189 | 14.7182 | 671.3496 | 645022.2588 | 10.9311 | 648.3983 | 429920.6209 | 7.2858 | 533.7587 | 214945.4304 | 3.6426 | 375.2541 | 234261.5594 | 233752.6655 | 14.6585 | 598.3793 | 175752.4616 | 11.0214 | 594.8132 | 117098.554 | 7.3432 | 506.2471 | 58559.3019 | 3.6722 | 355.0019 | 113854.4681 | 114175.6071 | 7.5831 | 590.1421 | 85373.7479 | 5.6702 | 541.5967 | 56964.1318 | 3.7834 | 477.2554 | 28470.7528 | 1.8909 | 385.6755 | 183153.9252 | 183554.5805 | 8.788 | 603.2686 | 137407.3595 | 6.5786 | 577.0479 | 91587.7785 | 4.3849 | 496.1752 | 45838.2498 | 2.1946 | 391.9384 | 12977.7846 | 13001.5114 | 13.3096 | 608.6901 | 9729.8886 | 9.9605 | 568.9231 | 6485.7567 | 6.6395 | 492.3859 | 3237.8829 | 3.3146 | 406.6267 | 3034783.194 | 3038804.8896 | 8.5815 | 655.561 | 2657729.691 | 7.5053 | 640.322 | 2276520.5484 | 6.4288 | 595.1788 | 1892991.8448 | 5.3457 | 551.1485 | 1520652.4839 | 4.2943 | 511.0564 | 1136008.7463 | 3.208 | 471.4071 | 758752.5582 | 2.1427 | 425.6863 | 378751.8468 | 1.0696 | 382.4693 | 2945.2384 | 3021.7589 | 8.928 | 305.4531 | 1474.9216 | 4.3577 | 291.7007 | 14038.589 | 13820.4051 | 101.1817 | 300.9449 | 7011.4444 | 51.332 | 296.9226 | 132.3507 | 11.4888 | 572.3556 | 126.2664 | 10.9606 | 573.85 | 17854440.8095 | 120.5606 | 522.8975 | 18589954.6642 | 125.5271 | 522.4587 | 257.082 | [5 empty] | 0 | 0 | 0 | [14 empty] | 0 | 2018 |  | #REF! | #REF! | #REF! | #REF! |  | 2 | [5 empty] | TR
ITI | TR |  | 2018 | ITI1001 | Low-End | [16 empty] | Rack |  | Managed | 1 | Gold 5118 | 2 | 2 | 2295 | 12 | 2 | 196287 | 12 | 1GB 2Rx4 PC2-5300F ECC CL5 | 5 | Fixed hard disk media | SAS | 2 | 0 | 2000 | Microsoft Windows Server 2012 R2 Standard | 6.3.9600 | Oracle Corporation | 1.8.0_60-b27 | Intel_Win_HS18_5 | 11.2747 | 15.6031 | 17.441 | 9.7676 | 10.8016 | 16.0791 |  | 8.2095 | 8.5956 | 17.6778 | 18.9665 | 143.0772 | 36704.7071 | 36483.2542 | 5.2688 | 286.3234 | 27541.5125 | 3.9775 | 283.549 | 18354.9863 | 2.6508 | 260.1438 | 9188.5795 | 1.327 | 215.995 | 436981.7005 | 440395.7429 | 7.4633 | 298.3899 | 327801.092 | 5.5552 | 291.3588 | 218524.4286 | 3.7033 | 267.0774 | 109260.9969 | 1.8516 | 206.5736 | 122854.0161 | 122606.198 | 7.6886 | 273.9796 | 92163.3531 | 5.7795 | 273.9383 | 61468.0463 | 3.8546 | 254.0355 | 30704.2971 | 1.9255 | 186.9431 | 66728.4284 | 66647.3601 | 4.4265 | 274.3797 | 50030.611 | 3.3229 | 272.0019 | 33364.8704 | 2.216 | 253.7042 | 16673.5578 | 1.1074 | 209.4236 | 101781.1147 | 101636.2243 | 4.866 | 273.5899 | 76338.6056 | 3.6548 | 273.4726 | 50912.4836 | 2.4375 | 255.0968 | 25453.9132 | 1.2186 | 203.3223 | 7177.0316 | 7174.2783 | 7.3443 | 273.012 | 5383.7191 | 5.5113 | 271.1596 | 3586.7273 | 3.6717 | 252.4606 | 1794.1048 | 1.8366 | 218.4998 | 1568907.8267 | 1561997.7497 | 4.411 | 286.6966 | 1370393.5792 | 3.8699 | 282.9862 | 1178925.5829 | 3.3292 | 278.6914 | 978209.3923 | 2.7624 | 271.4195 | 783132.1323 | 2.2115 | 255.7527 | 586673.0147 | 1.6567 | 239.3015 | 390799.7847 | 1.1036 | 223.0546 | 196576.8305 | 0.55513 | 203.8826 | 613.2232 | 632.2358 | 1.868 | 156.915 | 305.2597 | 0.90191 | 145.3182 | 486.4388 | 490.8357 | 3.5935 | 144.7782 | 241.8896 | 1.7709 | 140.6555 | 66.5462 | 5.7766 | 301.1283 | 65.025 | 5.6445 | 301.005 | 6049946.894 | 40.8517 | 283.5855 | 6003968.8068 | 40.5413 | 283.3526 | 134.7885 | [5 empty] | 0 | 0 | 0 | [14 empty] | 0 | 2018 |  | #REF! | #REF! | #REF! | #REF! |  | 2 | [5 empty] | TR
ITI | TR |  | 2018 | ITI1002 | Minimum Power | [16 empty] | Rack |  | Managed | 1 | Gold 5118 | 2 | 2 | 2295 | 12 | 2 | 196287 | 12 | 1GB 2Rx4 PC2-5300F ECC CL5 | 5 | Fixed hard disk media | SAS | 2 | 0 | 2000 | Microsoft Windows Server 2012 R2 Standard | 6.3.9600 | Oracle Corporation | 1.8.0_60-b27 | Intel_Win_HS18_5 | 13.7052 | 20.1125 | 18.9716 | 9.928 | 11.3726 | 17.3286 |  | 10.17 | 7.4983 | 17.7001 | 26.978 | 151.3751 | 49562.8044 | 49503.3109 | 7.1491 | 350.1268 | 37177.4618 | 5.3691 | 315.5755 | 24782.1691 | 3.579 | 277.8819 | 12390.2304 | 1.7894 | 226.9216 | 627194.2094 | 635437.1351 | 10.7686 | 368.2659 | 470297.9626 | 7.9701 | 331.7698 | 313652.9235 | 5.3154 | 288.3385 | 156801.5285 | 2.6573 | 210.2974 | 151693.7985 | 152763.9356 | 9.5798 | 339.3712 | 113783.3448 | 7.1353 | 308.5276 | 75862.7521 | 4.7573 | 278.051 | 37939.0896 | 2.3791 | 205.1379 | 69913.2781 | 69982.4919 | 4.648 | 296.6394 | 52409.8741 | 3.4809 | 278.049 | 34958.6106 | 2.3218 | 254.1501 | 17488.9004 | 1.1615 | 214.2587 | 114740.6332 | 114943.2966 | 5.5031 | 311.342 | 86060.0928 | 4.1203 | 291.1737 | 57364.843 | 2.7464 | 262.9801 | 28683.2326 | 1.3733 | 214.4356 | 8112.7653 | 8128.2293 | 8.3209 | 310.6529 | 6088.5311 | 6.2328 | 285.1614 | 4059.6932 | 4.1559 | 256.2045 | 2027.3791 | 2.0754 | 218.5864 | 2163357.965 | 2160868.4267 | 6.1022 | 353.4624 | 1895242.4459 | 5.3521 | 332.0255 | 1617220.9813 | 4.567 | 312.3046 | 1351557.4801 | 3.8167 | 294.5007 | 1080796.5185 | 3.0521 | 277.2029 | 813101.5732 | 2.2962 | 259.9511 | 541662.2679 | 1.5296 | 241.724 | 269748.6671 | 0.76176 | 216.0721 | 549.1634 | 545.4134 | 1.6115 | 160.6352 | 276.6622 | 0.81741 | 145.8444 | 492.8639 | 494.1214 | 3.6176 | 146.4083 | 244.4366 | 1.7896 | 141.139 | 110.1192 | 9.559 | 349.7 | 107.0658 | 9.2939 | 349.0544 | 8333951.6738 | 56.2743 | 369.5022 | 8278615.1822 | 55.9006 | 369.2856 | 145.1953 | [5 empty] | 0 | 0 | 0 | [14 empty] | 0 | 2018 |  | #REF! | #REF! | #REF! | #REF! |  | 2 | [5 empty] | TR
ITI | TR |  | 2018 | ITI1003 | Typical | [16 empty] | Rack |  | Managed | 1 | Gold 6142 | 2 | 2 | 2594 | 16 | 2 | 196247 | 12 | 1GB 2Rx4 PC2-5300F ECC CL5 | 5 | Fixed hard disk media | SAS | 2 | 0 | 2000 | Microsoft Windows Server 2012 R2 Standard | 6.3.9600 | Oracle Corporation | 1.8.0_60-b27 | Intel_Win_HS18_5 | 11.5227 | 12.5944 | 18.5177 | 10.0235 | 11.2691 | 17.2763 |  | 8.4762 | 23.1787 | 307.5355 | 13.201 | 135.5596 | 65056.7069 | 64912.5505 | 9.3745 | 575.4008 | 48798.8827 | 7.0474 | 556.0786 | 32529.0564 | 4.6977 | 409.1722 | 16254.3848 | 2.3474 | 315.6572 | 541448.6342 | 539371.8096 | 9.1406 | 580.8063 | 406145.7232 | 6.8829 | 454.0532 | 270682.1567 | 4.5872 | 364.4024 | 135410.1447 | 2.2948 | 273.9047 | 236897.7562 | 237472.5796 | 14.8918 | 552.2127 | 177688.3863 | 11.1428 | 550.4341 | 118478.1408 | 7.4297 | 432.2786 | 59242.3207 | 3.7151 | 296.4556 | 113911.5474 | 114186.2724 | 7.5838 | 545.5119 | 85454.1267 | 5.6756 | 483.0544 | 56952.4378 | 3.7826 | 384.727 | 28459.9848 | 1.8902 | 300.7214 | 185491.434 | 185638.1903 | 8.8877 | 555.4635 | 139109.1759 | 6.6601 | 531.2024 | 92751.9689 | 4.4406 | 402.6698 | 46370.9522 | 2.2201 | 304.5525 | 13130.3151 | 13118.6862 | 13.4296 | 553.05 | 9857.8068 | 10.0914 | 502.046 | 6571.2605 | 6.727 | 392.977 | 3278.0839 | 3.3558 | 314.739 | 2588310.6895 | 2584951.3234 | 7.2998 | 573.5045 | 2260292.6965 | 6.383 | 538.5358 | 1936237.4581 | 5.4679 | 484.798 | 1612777.7389 | 4.5544 | 415.5464 | 1292402.6336 | 3.6497 | 382.5139 | 972523.8171 | 2.7464 | 348.1542 | 647402.5485 | 1.8282 | 314.0164 | 326393.9872 | 0.92172 | 282.6939 | 2279.1201 | 2278.9043 | 6.7332 | 209.0708 | 1139.3525 | 3.3663 | 201.7901 | 12459.8835 | 12350.5685 | 90.4207 | 211.9597 | 6233.6439 | 45.6376 | 205.8483 | 75.8895 | 6.5876 | 502.7857 | 76.001 | 6.5973 | 496.0194 | 11565170.4665 | 78.0928 | 570.7333 | 11429109.0552 | 77.1741 | 569.3 | 181.1141 | [5 empty] | 0 | 0 | 0 | [14 empty] | 0 | 2018 |  | #REF! | #REF! | #REF! | #REF! |  | 2 | [5 empty] | TR
ITI | TS |  | 2018 | ITI1038 | Minimum Power | [16 empty] | Rack |  | Managed | 1 | Gold 5115 | 4 | 2 | 2394 | 10 | 2 | 32428 | 4 | 1Rx4 PC4- 2400 MHz DDR4 RDIMM | 2 | Fixed hard disk media | SAS | 2 | 0 | 800 | Microsoft Windows Server 2012 R2 Standard | 6.3.9600 | Oracle Corporation | 1.8.0_144-b01 | Intel_Win_HS18_5 | 13.1283 | 12.8513 | 19.4878 | 10.5664 | 11.6004 | 17.7309 |  | 10.1802 | 3.188 | 17.4068 | 13.3746 | 66.6932 | 37896.8132 | 37802.8648 | 5.4594 | 275.5951 | 28440.5747 | 4.1073 | 256.9863 | 18963.9954 | 2.7387 | 221.7911 | 9471.0986 | 1.3678 | 180.0112 | 275176.2882 | 275523.1991 | 4.6692 | 269.2607 | 206417.255 | 3.4981 | 233.8121 | 137597.6214 | 2.3318 | 196.0755 | 68793.5258 | 1.1658 | 131.8762 | 127498.4399 | 129024.8469 | 8.0911 | 270.1488 | 95611.4268 | 5.9958 | 259.9441 | 63752.2024 | 3.9979 | 228.4341 | 31862.9402 | 1.9981 | 167.4952 | 62010.0853 | 61646.7134 | 4.0944 | 251.3212 | 46527.3806 | 3.0902 | 234.4015 | 31024.1306 | 2.0605 | 210.7025 | 15507.1275 | 1.0299 | 173.536 | 99348.8807 | 99502.7196 | 4.7638 | 268.9742 | 74500.2122 | 3.5668 | 249.6931 | 49712.7852 | 2.3801 | 220.8107 | 24858.9496 | 1.1902 | 179.2291 | 6985.3048 | 7001.1089 | 7.167 | 266.6768 | 5231.9904 | 5.356 | 241.6458 | 3481.3331 | 3.5638 | 213.1114 | 1750.1419 | 1.7916 | 180.5724 | 1594198.8645 | 1597081.9165 | 4.5101 | 272.4476 | 1395632.2749 | 3.9412 | 248.197 | 1194310.2025 | 3.3727 | 232.1957 | 998831.0588 | 2.8207 | 218.0571 | 798076.4935 | 2.2537 | 203.7531 | 596923.7616 | 1.6857 | 190.0485 | 399121.8802 | 1.1271 | 176.069 | 198470.6157 | 0.56047 | 150.7069 | 160.7226 | 159.8113 | 0.47217 | 105.3621 | 80.9177 | 0.23908 | 105.4193 | 363.1218 | 361.8372 | 2.6491 | 108.4331 | 180.5294 | 1.3217 | 106.5669 | 36.6403 | 3.1806 | 236.9064 | 36.8109 | 3.1954 | 239.8228 | 2954685.8162 | 19.9513 | 274.6085 | 2714436.527 | 18.329 | 274.8255 | 104.6082 | [5 empty] | 0 | 2 | 0 | [14 empty] | 0 | 2018 |  | #REF! | #REF! | #REF! | #REF! |  | 2 | [5 empty] | TS
ITI | TW |  | 2017 | ITI1016 | High-End | [16 empty] | Rack |  | Managed | 1 | Gold 6152 | 2 | 2 | 2100 | 22 | 2 | 393216 | 12 | 32GB 2Rx4 PC4-2667 | 11 | Solid State Disk Media | M.2 | 2 | 1 | 550 | Microsoft Windows Server 2016 Datacenter | 10.0.14393 | Oracle Corporation | 1.7.0_07-b11 | Intel_Win_HS17_3n | 15.6313 | 2.6234 | 11.9982 | 13.7663 | 14.0752 | 21.4872 |  | 10.5145 | 155.5269 | 2869.6998 | 17.1255 | 219.784 | 82148.0136 | 81658.9849 | 11.7929 | 495.1424 | 61630.3598 | 8.9005 | 486.4802 | 41086.8898 | 5.9336 | 412.2608 | 20529.3508 | 2.9648 | 311.4555 | 109475.2807 | 112683.8293 | 1.9096 | 466.4907 | 82110.1314 | 1.3915 | 459.6438 | 54738.9293 | 0.92765 | 383.8001 | 27384.6628 | 0.46408 | 293.4712 | 134523.5166 | 134272.2588 | 8.4202 | 449.2981 | 100887.158 | 6.3266 | 449.524 | 67281.2269 | 4.2192 | 389.7015 | 33630.312 | 2.1089 | 290.6031 | 140279.3567 | 140268.3044 | 9.3161 | 449.4218 | 105191.7021 | 6.9865 | 418.4013 | 70120.071 | 4.6571 | 364.8975 | 35080.3344 | 2.3299 | 286.5927 | 205080.3929 | 205308.5003 | 9.8295 | 454.9339 | 153822.305 | 7.3645 | 447.1552 | 102541.3834 | 4.9093 | 378.3712 | 51261.7098 | 2.4542 | 288.7139 | 14621.9527 | 14849.8235 | 15.2017 | 449.8138 | 10955.2654 | 11.2149 | 435.8217 | 7306.4972 | 7.4797 | 376.1397 | 3649.0272 | 3.7355 | 303.0481 | 3117520.8406 | 3116960.2371 | 8.8022 | 495.2688 | 2729833.1503 | 7.7089 | 489.1379 | 2340853.2336 | 6.6105 | 462.4027 | 1947658.3032 | 5.5001 | 425.5008 | 1558240.706 | 4.4004 | 393.3578 | 1169497.2264 | 3.3026 | 357.6709 | 778575.3355 | 2.1987 | 316.0774 | 391511.7973 | 1.1056 | 275.2549 | 15833.1308 | 15606.0705 | 46.1091 | 216.4717 | 7899.6076 | 23.3399 | 205.5285 | 158705.7418 | 157451.3446 | 1152.7297 | 301.6147 | 79343.9831 | 580.8916 | 269.5859 | 92.9926 | 8.0723 | 473.6012 | 93.8444 | 8.1462 | 473.4258 | 16040323.0294 | 108.3109 | 490.2346 | 15963429.1938 | 107.7917 | 490.4437 | 146.4005 | [5 empty] | 2 | 6 | 2 | [14 empty] | 0 | 2017 |  | #REF! | #REF! | #REF! | #REF! |  | 2 | [5 empty] | TW
ITI | TW |  | 2017 | ITI1017 | Low-End | [16 empty] | Rack |  | Managed | 1 | Silver 4108 | 2 | 2 | 1800 | 8 | 2 | 16384 | 2 | 8GB 1Rx8 PC4-2667 | 4 | Solid State Disk Media | M.2 | 2 | 1 | 550 | Microsoft Windows Server 2016 Datacenter | 10.0.14393 | Oracle Corporation | 1.7.0_07-b11 | Intel_Win_HS17_3n | 8.9089 | 1.8561 | 8.486 | 8.5703 | 9.3543 | 13.7223 |  | 6.4007 | 89.7621 | 1820.9275 | 8.8763 | 27.511 | 18558.642 | 18577.7891 | 2.6829 | 193.1073 | 13934.4711 | 2.0124 | 179.525 | 9276.4938 | 1.3397 | 165.7587 | 4648.3846 | 0.67131 | 134.1368 | 34191.9119 | 34208.5823 | 0.57973 | 197.8886 | 25637.8779 | 0.43448 | 185.326 | 17084.6502 | 0.28953 | 171.2729 | 8542.4295 | 0.14477 | 141.6085 | 42718.8256 | 42597.59 | 2.6713 | 201.9861 | 32032.8888 | 2.0088 | 188.9713 | 21353.3771 | 1.3391 | 174.1579 | 10682.6511 | 0.66991 | 139.6369 | 38344.4144 | 38347.9697 | 2.5469 | 179.5753 | 28738.2103 | 1.9087 | 173.5464 | 19204.2491 | 1.2755 | 164.3898 | 9591.0778 | 0.637 | 142.9079 | 59408.7415 | 59469.3242 | 2.8472 | 186.9855 | 44563.1864 | 2.1335 | 178.7274 | 29682.3081 | 1.4211 | 167.7779 | 14851.0876 | 0.71102 | 142.9648 | 4139.6751 | 4139.9709 | 4.2381 | 188.8572 | 3102.6131 | 3.1761 | 179.1333 | 2068.89 | 2.1179 | 166.8291 | 1028.4106 | 1.0528 | 149.9778 | 800867.3273 | 804273.2837 | 2.2712 | 194.8236 | 702882.5428 | 1.9849 | 185.4609 | 605061.7554 | 1.7087 | 178.4807 | 500388.7697 | 1.4131 | 171.6778 | 400952.3443 | 1.1323 | 165.4847 | 301159.1821 | 0.85046 | 158.8097 | 200084.6868 | 0.56503 | 150.4551 | 99582.4928 | 0.28122 | 135.0456 | 5598.4481 | 5563.855 | 16.4387 | 132.1979 | 2797.2627 | 8.2647 | 127.5508 | 51170.7553 | 51021.7389 | 373.5393 | 155.6869 | 25574.4525 | 187.2352 | 135.4835 | 18.6938 | 1.6227 | 179.2017 | 17.8919 | 1.5531 | 178.5032 | 969254.2062 | 6.5448 | 203.8072 | 828250.9068 | 5.5927 | 203.2893 | 98.0695 | [5 empty] | 2 | 0 | 0 | [14 empty] | 0 | 2017 |  | #REF! | #REF! | #REF! | #REF! |  | 2 | [5 empty] | TW
ITI | TW |  | 2017 | ITI1018 | Minimum Power | [16 empty] | Rack |  | Managed | 1 | Bronze 3104 | 2 | 2 | 1700 | #REF! | 2 | 16384 | 2 | 8GB 1Rx8 PC4-2667 | 2 | Solid State Disk Media | M.2 | 2 | 1 | 550 | Microsoft Windows Server 2016 Datacenter | 10.0.14393 | Oracle Corporation | 1.7.0_07-b11 | Intel_Win_HS17_3n | 7.2725 | 1.2844 | 5.6107 | 4.4479 | 4.7523 | 7.8459 |  | 4.9345 | 38.277 | 755.442 | 10.3542 | 20.5874 | 13454.2651 | 13439.3201 | 1.9409 | 161.0924 | 10068.4075 | 1.454 | 154.7665 | 6728.1583 | 0.97166 | 147.9161 | 3370.5034 | 0.48676 | 129.3901 | 20035.7794 | 20036.4282 | 0.33955 | 158.1702 | 15020.1928 | 0.25454 | 152.719 | 10016.8899 | 0.16975 | 147.1655 | 5008.0968 | 0.084871 | 128.7191 | 23840.1894 | 23850.1748 | 1.4956 | 161.1531 | 17894.8415 | 1.1222 | 154.9594 | 11918.7678 | 0.74742 | 148.4625 | 5962.65 | 0.37392 | 127.6723 | 17121.903 | 17100.3359 | 1.1357 | 149.8587 | 12851.9765 | 0.85358 | 148.0887 | 8572.4059 | 0.56935 | 143.0046 | 4283.585 | 0.2845 | 126.4229 | 25540.9231 | 25540.7979 | 1.2228 | 152.4987 | 19137.4226 | 0.91623 | 148.4641 | 12766.4577 | 0.61121 | 143.8867 | 6387.6871 | 0.30582 | 126.0325 | 2008.2522 | 2008.3714 | 2.056 | 151.8943 | 1506.9037 | 1.5426 | 147.8242 | 1004.2277 | 1.028 | 145.3344 | 503.7617 | 0.5157 | 135.9716 | 541878.5335 | 542917.136 | 1.5332 | 160.5302 | 476389.0512 | 1.3453 | 156.9818 | 406923.6002 | 1.1491 | 153.2746 | 338190.6023 | 0.95504 | 149.3466 | 270506.697 | 0.7639 | 145.3179 | 202632.7569 | 0.57223 | 140.5845 | 135834.9464 | 0.38359 | 138.0487 | 68089.2543 | 0.19228 | 127.6243 | 2262.7699 | 2216.9145 | 6.55 | 125.3631 | 1131.469 | 3.343 | 119.2148 | 18874.6986 | 18776.4505 | 137.4658 | 130.6734 | 9435.1812 | 69.0767 | 127.3317 | 18.3859 | 1.596 | 154.9959 | 18.6233 | 1.6166 | 155.2671 | 550989.0655 | 3.7205 | 162.5815 | 495291.5759 | 3.3444 | 162.4495 | 96.6674 | [5 empty] | 2 | 0 | 0 | [14 empty] | 0 | 2017 |  | #REF! | #REF! | #REF! | #REF! |  | 2 | [5 empty] | TW
ITI | TW |  | 2017 | ITI1019 | Typical | [16 empty] | Rack |  | Managed | 1 | Bronze 3104 | 2 | 2 | 1700 | 6 | 2 | 98304 | 6 | 16GB 2Rx8 PC4-2667 | 7 | Solid State Disk Media | M.2 | 2 | 1 | 550 | Microsoft Windows Server 2016 Datacenter | 10.0.14393 | Oracle Corporation | 1.7.0_07-b11 | Intel_Win_HS17_3n | 6.2703 | 1.0287 | 4.4433 | 3.5066 | 3.7141 | 6.2211 |  | 4.0204 | 111.086 | 2308.4851 | 20.0544 | 45.0126 | 14806.3896 | 14809.6853 | 2.1388 | 203.9286 | 11107.1523 | 1.6041 | 196.8413 | 7419.5513 | 1.0715 | 189.4631 | 3704.5355 | 0.535 | 167.2853 | 20277.792 | 20286.1466 | 0.34379 | 197.8287 | 15208.6591 | 0.25774 | 192.3067 | 10135.4671 | 0.17176 | 186.3148 | 5070.0852 | 0.085922 | 164.7305 | 23810.1459 | 23828.7273 | 1.4943 | 199.9252 | 17838.6284 | 1.1187 | 193.8904 | 11898.9452 | 0.74618 | 187.298 | 5951.7538 | 0.37323 | 164.496 | 17121.6631 | 17088.5926 | 1.135 | 189.0944 | 12837.1215 | 0.85259 | 185.7481 | 8570.1016 | 0.56919 | 181.8735 | 4281.6029 | 0.28437 | 162.1713 | 25447.2595 | 25453.3171 | 1.2186 | 193.086 | 19088.3005 | 0.91388 | 188.5355 | 12724.527 | 0.60921 | 183.6703 | 6356.8013 | 0.30434 | 162.289 | 2007.7624 | 2007.9309 | 2.0555 | 191.1248 | 1508.7533 | 1.5445 | 187.0054 | 1000.8106 | 1.0245 | 181.7611 | 501.8339 | 0.51373 | 171.7202 | 565920.5907 | 565883.7166 | 1.598 | 202.9755 | 495052.46 | 1.398 | 199.1624 | 424516.6828 | 1.1988 | 195.2645 | 352986.9235 | 0.99682 | 191.1917 | 282012.1388 | 0.79639 | 186.7745 | 213091.8716 | 0.60176 | 182.9893 | 141477.3983 | 0.39953 | 175.5242 | 70599.2152 | 0.19937 | 164.9193 | 9077.83 | 8997.1553 | 26.5826 | 173.18 | 4539.2988 | 13.4116 | 166.8257 | 84572.5585 | 85017.5475 | 622.4288 | 197.3669 | 42293.0659 | 309.6352 | 183.2363 | 50.5599 | 4.3889 | 219.7806 | 51.0113 | 4.4281 | 219.8673 | 1363895.3603 | 9.2096 | 204.1806 | 1360022.4916 | 9.1834 | 204.0191 | 135.9371 | [5 empty] | 4 | 8 | 0 | [14 empty] | 0 | 2017 |  | #REF! | #REF! | #REF! | #REF! |  | 2 | [5 empty] | TW
ITI | TZ |  | 2017 | ITI1028 | High-End | [16 empty] | Rack |  | Managed | 1 | EPYC 7601 | 2 | 2 | 2200 | 32 | 2 | 130746 | 16 | Hynix HMA81GR7MFR8N-VK | 28 | Fixed hard disk media | SAS | 2 | 1 | 2400 | Microsoft Windows Server 2012 R2 Standard | 6.3.9600 | Oracle Corporation | 1.8.0_121-b13 | AMD_EPYC_Win_HS18_1 | 13.9104 | 18.4953 | 16.8811 | 14.4915 | 15.9435 | 23.5321 |  | 11.3037 | 78.3329 | 91.611 | 22.1526 | 145.6664 | 102342.3226 | 102541.9926 | 14.8088 | 685.3087 | 76716.5317 | 11.0792 | 654.9556 | 51145.617 | 7.3863 | 576.6444 | 25571.3327 | 3.6929 | 461.8056 | 1149642.108 | 1149520.272 | 19.4807 | 707.2103 | 862079.2021 | 14.6095 | 655.1643 | 574841.331 | 9.7417 | 552.5802 | 287284.3785 | 4.8686 | 450.5476 | 279036.4729 | 283337.4894 | 17.768 | 646.1635 | 209276.4574 | 13.1237 | 639.6516 | 139574.8139 | 8.7527 | 577.819 | 69757.3906 | 4.3745 | 460.3405 | 215385.548 | 216016.1099 | 14.347 | 632.1317 | 161575.5216 | 10.7313 | 580.1389 | 107700.3488 | 7.1531 | 542.304 | 53849.0376 | 3.5765 | 449.0746 | 334884.0693 | 336124.1876 | 16.0925 | 641.2548 | 251186.5448 | 12.0259 | 606.8722 | 167460.9929 | 8.0174 | 553.2532 | 83737.3399 | 4.0091 | 447.123 | 22970.7997 | 23052.8799 | 23.5992 | 637.3183 | 17238.7769 | 17.6473 | 599.5032 | 11480.6311 | 11.7527 | 520.1254 | 5752.291 | 5.8886 | 472.9635 | 4421402.2507 | 4445460.7551 | 12.5538 | 691.2565 | 3872707.8948 | 10.9364 | 619.0906 | 3315832.9642 | 9.3638 | 560.7472 | 2763474.3586 | 7.8039 | 520.5626 | 2207776.5258 | 6.2347 | 492.6337 | 1653198.1111 | 4.6686 | 460.0093 | 1111250.0743 | 3.1381 | 447.726 | 550315.1614 | 1.5541 | 421.548 | 16725.3524 | 16670.1178 | 49.2528 | 467.6183 | 8352.1891 | 24.677 | 423.5889 | 7559.4269 | 7607.3368 | 55.6947 | 430.2952 | 3784.5364 | 27.7073 | 427.3127 | 155.1128 | 13.4647 | 611.8627 | 154.6681 | 13.4261 | 602.0581 | 14601492.4549 | 98.5953 | 675.8548 | 14614153.7775 | 98.6808 | 677.4437 | 330.1108 | [5 empty] | 4 | 2 | 3 | [14 empty] | 0 | 2017 |  | #REF! | #REF! | #REF! | #REF! |  | 2 | [5 empty] | TZ
ITI | TZ |  | 2017 | ITI1029 | Low-End | [16 empty] | Rack |  | Managed | 1 | EPYC 7301 | 2 | 2 | 2200 | 16 | 2 | 130746 | 8 | Hynix HMA82GR7AFR8N-VK | 2 | Fixed hard disk media | SATA | 2 | 1 | 750 | Microsoft Windows Server 2012 R2 Standard | 6.3.9600 | Oracle Corporation | 1.8.0_121-b13 | AMD_EPYC_Win_HS18_1 | 8.8384 | 12.1552 | 12.9042 | 9.5592 | 10.7447 | 15.359 |  | 7.1973 | 4.2446 | 9.1169 | 19.8937 | 98.0967 | 28072.3367 | 28107.0796 | 4.0591 | 290.058 | 21057.3086 | 3.041 | 266.0352 | 14047.8904 | 2.0288 | 244.9248 | 7004.1396 | 1.0115 | 219.6322 | 323664.509 | 323784.2285 | 5.4871 | 288.5999 | 242812.6647 | 4.1149 | 267.0438 | 161703.1942 | 2.7404 | 245.8472 | 80874.1932 | 1.3706 | 205.0314 | 97998.4858 | 95371.2404 | 5.9807 | 305.529 | 73516.4559 | 4.6102 | 280.2727 | 49037.6255 | 3.0751 | 253.8845 | 24500.1753 | 1.5364 | 216.0927 | 61997.624 | 61965.5303 | 4.1155 | 260.1163 | 46490.7462 | 3.0877 | 247.5731 | 30995.7764 | 2.0586 | 233.0901 | 15484.6657 | 1.0284 | 214.659 | 98746.9337 | 99072.4146 | 4.7432 | 269.6913 | 74123.4537 | 3.5488 | 256.0887 | 49371.1684 | 2.3637 | 238.3755 | 24689.0991 | 1.182 | 214.3268 | 6850.9554 | 6864.4535 | 7.0271 | 273.221 | 5130.6195 | 5.2522 | 262.4625 | 3429.3929 | 3.5107 | 246.436 | 1719.7924 | 1.7605 | 231.9662 | 1388588.3143 | 1396751.56 | 3.9444 | 296.9621 | 1215667.5888 | 3.433 | 281.5073 | 1038474.599 | 2.9326 | 272.263 | 867212.7133 | 2.449 | 262.307 | 694945.3967 | 1.9625 | 253.4306 | 522397.4144 | 1.4752 | 243.9523 | 348360.9955 | 0.98376 | 232.8415 | 173819.4711 | 0.49086 | 219.7095 | 400.3466 | 409.8128 | 1.2108 | 205.3956 | 201.8412 | 0.59635 | 195.124 | 337.4335 | 337.9186 | 2.474 | 191.7468 | 168.7177 | 1.2352 | 191.7418 | 68.1915 | 5.9194 | 294.0925 | 66.8714 | 5.8048 | 295.2224 | 4410017.4058 | 29.7783 | 304.7142 | 4416377.206 | 29.8212 | 303.9981 | 167.7512 | [5 empty] | 4 | 0 | 0 | [14 empty] | 0 | 2017 |  | #REF! | #REF! | #REF! | #REF! |  | 2 | [5 empty] | TZ
ITI | TZ |  | 2017 | ITI1030 | Minimum Power | [16 empty] | Rack |  | Managed | 1 | EPYC 7251 | 2 | 2 | 2100 | 8 | 2 | 131068 | 2 | Hynix HMAA8GL7AMR4N-VK | 2 | Fixed hard disk media | SATA | 2 | 1 | 495 | Microsoft Windows Server 2012 R2 Standard | 6.3.9600 | Oracle Corporation | 1.8.0_121-b13 | AMD_EPYC_Win_HS18_1 | 2.4082 | 3.0632 | 12.6492 | 9.7707 | 9.9033 | 15.3424 |  | 1.5113 | 5.4982 | 11.5353 | 2.3208 | 12.6039 | 6014.9902 | 6037.1818 | 0.87187 | 242.7603 | 4506.0548 | 0.65075 | 209.4867 | 3003.485 | 0.43375 | 186.8829 | 1500.7286 | 0.21673 | 166.8517 | 67232.3819 | 67246.3854 | 1.1396 | 244.1163 | 50381.8835 | 0.85381 | 219.1136 | 33612.7639 | 0.56963 | 196.1378 | 16817.1972 | 0.285 | 171.0104 | 90357.8846 | 91997.3196 | 5.7691 | 302.4947 | 67734.298 | 4.2476 | 274.5089 | 45187.7924 | 2.8337 | 242.4718 | 22575.447 | 1.4157 | 190.7194 | 58100.917 | 58097.9277 | 3.8587 | 246.674 | 43532.3044 | 2.8913 | 233.4484 | 29045.5573 | 1.9291 | 217.003 | 14531.6459 | 0.96514 | 182.3856 | 88251.3902 | 88306.0431 | 4.2278 | 271.7158 | 66163.9853 | 3.1677 | 255.7841 | 44144.9945 | 2.1135 | 234.9616 | 22065.9464 | 1.0564 | 190.3719 | 6402.6819 | 6400.9939 | 6.5527 | 273.0063 | 4800.0791 | 4.9138 | 255.0222 | 3195.0836 | 3.2708 | 225.0652 | 1606.682 | 1.6448 | 199.5081 | 214626.7119 | 217035.9261 | 0.6129 | 240.5617 | 187279.6204 | 0.52887 | 201.6541 | 160545.616 | 0.45337 | 195.7045 | 134902.2325 | 0.38096 | 190.7957 | 107092.5765 | 0.30243 | 188.2248 | 79885.6828 | 0.22559 | 180.3736 | 53497.1916 | 0.15107 | 166.77 | 27054.9444 | 0.076402 | 157.9536 | 406.5222 | 414.0353 | 1.2233 | 161.6193 | 204.5148 | 0.60425 | 151.293 | 341.9489 | 342.7904 | 2.5096 | 155.9796 | 170.3 | 1.2468 | 150.758 | 6.2763 | 0.54481 | 235.9181 | 6.3414 | 0.55047 | 236.0217 | 1149702.5804 | 7.7633 | 261.5329 | 469785.4294 | 3.1722 | 251.6821 | 145.4308 | [5 empty] | 4 | 0 | 0 | [14 empty] | 0 | 2017 |  | #REF! | #REF! | #REF! | #REF! |  | 2 | [5 empty] | TZ
ITI | TZ |  | 2017 | ITI1031 | Typical | [16 empty] | Rack |  | Managed | 1 | EPYC 7551 | 2 | 2 | 2000 | 32 | 2 | 130746 | 16 | Hynix HMA81GR7MFR8N-VK | 12 | Fixed hard disk media | SAS | 2 | 1 | 1100 | Microsoft Windows Server 2012 R2 Standard | 6.3.9600 | Oracle Corporation | 1.8.0_144-b01 | AMD_EPYC_Win_HS18_1 | 16.6637 | 22.5026 | 20.1972 | 17.6639 | 19.8238 | 29.4492 |  | 13.7522 | 34.5332 | 46.8764 | 27.6729 | 172.8693 | 102694.8955 | 102639.8261 | 14.8229 | 593.3619 | 77000.2702 | 11.1201 | 540.369 | 51366.0717 | 7.4181 | 478.4103 | 25634.3324 | 3.702 | 382.7165 | 1131011.6223 | 1144086.6846 | 19.3886 | 578.8516 | 848352.0241 | 14.3769 | 535.0563 | 565466.1285 | 9.5829 | 447.8937 | 282843.3948 | 4.7933 | 359.9713 | 279875.8947 | 281521.028 | 17.6541 | 556.2786 | 209900.3014 | 13.1628 | 555.9167 | 139946.1 | 8.776 | 472.2087 | 69978.9159 | 4.3884 | 368.2889 | 204074.2341 | 204462.2506 | 13.5796 | 488.5103 | 153041.829 | 10.1645 | 452.9532 | 102021.8045 | 6.7759 | 422.9508 | 51021.1792 | 3.3886 | 347.8573 | 329952.2459 | 330567.0625 | 15.8264 | 517.2341 | 247546.6207 | 11.8517 | 478.1 | 165000.6139 | 7.8997 | 437.5135 | 82517.8 | 3.9507 | 350.341 | 22609.2639 | 22639.3477 | 23.1759 | 516.7579 | 16968.72 | 17.3709 | 472.5905 | 11292.2672 | 11.5599 | 393.7595 | 5652.5684 | 5.7865 | 372.3324 | 4323426.846 | 4353880.8249 | 12.2952 | 545.7118 | 3776434.6283 | 10.6645 | 492.3402 | 3245742.3463 | 9.1659 | 453.2248 | 2703711.3042 | 7.6352 | 427.2846 | 2157946.592 | 6.094 | 398.9683 | 1622432.7843 | 4.5817 | 373.5402 | 1079562.9801 | 3.0486 | 358.757 | 539442.1918 | 1.5234 | 334.3466 | 4714.3505 | 4798.4647 | 14.1773 | 300.0521 | 2351.5199 | 6.9477 | 275.2744 | 2674.5695 | 2662.1016 | 19.4897 | 297.2302 | 1326.0335 | 9.7081 | 289.6943 | 154.8692 | 13.4435 | 486.0268 | 155.226 | 13.4745 | 486.6935 | 14681896.668 | 99.1382 | 569.1397 | 14499841.494 | 97.9089 | 566.3754 | 256.9842 | [5 empty] | 4 | 4 | 0 | [14 empty] | 0 | 2017 |  | #REF! | #REF! | #REF! | #REF! |  | 2 | [5 empty] | TZ
ITI | TAB |  | 2017 | ITI1032 | High-End | [16 empty] | Rack |  | Managed | 1 | Platinum 8180 | 4 | 4 | 2500 | 28 | 2 | 391874 | 48 | Hynix / HMA81GR7MFR8N-VK TF | 26 | Fixed hard disk media | SAS | 4 | 1 | 2400 | Microsoft Windows Server 2012 R2 Standard | 6.3.9600 | Oracle Corporation | 1.8.0_121-b13 | Intel_Win_HS18_5 | 14.1615 | 16.7839 | 19.8876 | 11.711 | 12.586 | 18.7736 |  | 10.6338 | 29.697 | 57.6359 | 16.2514 | 244.1424 | 230709.2728 | 230497.646 | 33.2877 | 1550.8656 | 173025.357 | 24.9878 | 1555.407 | 115384.9596 | 16.6635 | 1249.2005 | 57640.0844 | 8.3242 | 951.9846 | 2142992.2954 | 2143565.6753 | 36.3266 | 1562.514 | 1606949.3209 | 27.2327 | 1432.5596 | 1071486.7617 | 18.1583 | 1113.0245 | 535885.1352 | 9.0816 | 825.1539 | 737463.7472 | 726184.665 | 45.5388 | 1515.9642 | 553037.8144 | 34.6808 | 1512.2775 | 368798.262 | 23.1272 | 1247.0574 | 184422.8502 | 11.5651 | 944.5156 | 389165.653 | 389027.223 | 25.8378 | 1528.0782 | 291881.4527 | 19.3857 | 1369.4462 | 194603.5329 | 12.9249 | 1161.1915 | 97304.5676 | 6.4626 | 915.3625 | 607950.7736 | 603519.305 | 28.8944 | 1533.5954 | 456001.4558 | 21.8318 | 1496.0935 | 303878.8525 | 14.5487 | 1250.0429 | 152027.9185 | 7.2786 | 928.1728 | 42554.9834 | 42486.4111 | 43.4933 | 1529.017 | 31945.5661 | 32.7026 | 1454.0891 | 21275.4116 | 21.7796 | 1233.4544 | 10641.2717 | 10.8935 | 990.6227 | 9695310.0147 | 9695571.6083 | 27.3799 | 1560.4133 | 8482060.038 | 23.953 | 1544.9252 | 7282553.9148 | 20.5657 | 1407.2509 | 6062872.5506 | 17.1213 | 1297.182 | 4847947.3156 | 13.6904 | 1190.8575 | 3634678.2501 | 10.2642 | 1073.2796 | 2428794.519 | 6.8588 | 962.5621 | 1209786.2089 | 3.4164 | 859.008 | 10037.7521 | 10039.1737 | 29.6613 | 711.2198 | 5021.4103 | 14.8361 | 701.5838 | 7773.8481 | 7773.6247 | 56.9121 | 703.3337 | 3882.2969 | 28.423 | 692.352 | 268.3794 | 23.2968 | 1433.3676 | 268.5163 | 23.3087 | 1434.411 | 57590258.8016 | 388.8732 | 1552.1938 | 56977835.6003 | 384.7379 | 1575.8747 | 576.2928 | [5 empty] | 6 | 12 | 7 | [14 empty] | 0 | 2017 |  | #REF! | #REF! | #REF! | #REF! |  | 4 | [5 empty] | TAB
ITI | TAB |  | 2017 | ITI1033 | Low-End | [16 empty] | Rack |  | Managed | 1 | Gold 6128 | 4 | 4 | 3400 | 6 | 2 | 65218 | 4 | Hynix / HMA82GR7AFR8N-VK TF | 8 | Fixed hard disk media | SAS | 4 | 1 | 1100 | Microsoft Windows Server 2012 R2 Standard | 6.3.9600 | Oracle Corporation | 1.8.0_121-b13 | Intel_Win_HS18_5 | 6.8592 | 6.4442 | 11.4439 | 5.9033 | 6.7117 | 9.7701 |  | 6.0773 | 36.9067 | 42.4687 | 5.7131 | 54.1064 | 54530.0019 | 54407.6971 | 7.8574 | 765.4921 | 40922.174 | 5.9099 | 699.8103 | 27284.7653 | 3.9404 | 622.3135 | 13615.2111 | 1.9663 | 487.5405 | 375383.9924 | 375337.0878 | 6.3608 | 716.5111 | 281514.6295 | 4.7708 | 628.7675 | 187692.4411 | 3.1808 | 495.9175 | 93853.4021 | 1.5905 | 398.4524 | 229579.2544 | 221270.7371 | 13.8758 | 814.1881 | 172240.3389 | 10.8011 | 776.8897 | 114786.3335 | 7.1982 | 681.9714 | 57336.2015 | 3.5955 | 524.2857 | 97350.727 | 97390.5357 | 6.4683 | 708.7524 | 73004.9657 | 4.8487 | 665.5794 | 48656.6255 | 3.2316 | 610.6127 | 24342.8564 | 1.6168 | 468.4381 | 158241.8271 | 158328.528 | 7.5802 | 738.9175 | 118666.2518 | 5.6813 | 694.2873 | 79106.1578 | 3.7873 | 626.6944 | 39559.6344 | 1.894 | 473.4913 | 11095.9344 | 11097.7199 | 11.3607 | 741.3262 | 8310.6986 | 8.5077 | 684.6328 | 5541.0075 | 5.6723 | 620.7079 | 2768.7632 | 2.8344 | 541.3627 | 2820524.0554 | 2825825.646 | 7.98 | 755.6472 | 2465160.5999 | 6.9615 | 713.1224 | 2117752.1144 | 5.9805 | 678.539 | 1767949.8497 | 4.9926 | 645.4939 | 1409214.5148 | 3.9796 | 611.1256 | 1058923.3848 | 2.9904 | 577.1528 | 704014.1691 | 1.9881 | 540.6691 | 350973.4278 | 0.99114 | 464.4026 | 7415.8089 | 7395.1174 | 21.8493 | 435.632 | 3710.7593 | 10.9637 | 403.704 | 3409.7416 | 3408.4504 | 24.9539 | 426.394 | 1709.487 | 12.5155 | 406.1033 | 44.7378 | 3.8835 | 656.8042 | 41.6444 | 3.615 | 654.8634 | 6684001.4556 | 45.1331 | 820.1349 | 6563099.2682 | 44.3168 | 819.0675 | 332.4955 | [5 empty] | 4 | 0 | 0 | [14 empty] | 0 | 2017 |  | #REF! | #REF! | #REF! | #REF! |  | 4 | [5 empty] | TAB
ITI | TAB |  | 2017 | ITI1034 | Minimum Power | [16 empty] | Rack |  | Managed | 1 | Gold 5115 | 4 | 4 | 2400 | 10 | 2 | 130754 | 4 | Hynix / HMA84GR7AFR4N-VK TF | 1 | Fixed hard disk media | SATA | 4 | 1 | 750 | Microsoft Windows Server 2012 R2 Standard | 6.3.9600 | Oracle Corporation | 1.8.0_121-b13 | Intel_Win_HS18_5 | 8.4645 | 7.3009 | 16.4529 | 8.8511 | 10.0434 | 14.997 |  | 6.4098 | 2.2902 | 4.8197 | 6.8041 | 100.8358 | 55467.4769 | 55293.0118 | 7.9852 | 629.8579 | 41589.3114 | 6.0062 | 567.443 | 27740.3363 | 4.0062 | 501.8959 | 13875.049 | 2.0038 | 418.0983 | 358468.6806 | 358491.7184 | 6.0753 | 594.2628 | 268866.0742 | 4.5564 | 518.2165 | 179235.8678 | 3.0375 | 433.7603 | 89631.7143 | 1.519 | 336.5149 | 256105.8362 | 256198.6518 | 16.0661 | 641.9281 | 192078.5224 | 12.0452 | 602.0289 | 128127.727 | 8.0348 | 540.6107 | 64035.6165 | 4.0157 | 407.8537 | 122735.6019 | 122711.5372 | 8.1501 | 579.7322 | 92099.4831 | 6.1169 | 543.4636 | 61394.6776 | 4.0776 | 500.8802 | 30662.9338 | 2.0365 | 427.4281 | 199750.4747 | 199749.7937 | 9.5633 | 608.3927 | 149844.3539 | 7.174 | 571.3198 | 99832.1073 | 4.7796 | 518.5446 | 49924.7686 | 2.3902 | 427.3934 | 13976.7564 | 13984.4735 | 14.3159 | 607.5835 | 10493.0344 | 10.7417 | 560.8463 | 6980.2487 | 7.1457 | 508.9959 | 3498.4452 | 3.5814 | 448.5421 | 2340965.9163 | 2344767.1498 | 6.6215 | 605.4834 | 2047396.7449 | 5.7818 | 544.0154 | 1756726.402 | 4.9609 | 519.0544 | 1458955.6615 | 4.12 | 496.0826 | 1173184.6608 | 3.313 | 475.2178 | 876607.125 | 2.4755 | 453.3145 | 585947.6342 | 1.6547 | 430.7971 | 292296.4236 | 0.82543 | 390.8058 | 334.0159 | 326.652 | 0.96511 | 312.0026 | 168.3515 | 0.4974 | 293.3487 | 273.2653 | 272.7894 | 1.9971 | 298.3086 | 138.7244 | 1.0156 | 292.7072 | 42.9422 | 3.7276 | 549.6962 | 43.2755 | 3.7565 | 550.2509 | 9968512.7814 | 67.3115 | 666.1678 | 9949145.5527 | 67.1807 | 666.2388 | 284.7187 | [5 empty] | 6 | 2 | 0 | [14 empty] | 0 | 2017 |  | #REF! | #REF! | #REF! | #REF! |  | 4 | [5 empty] | TAB
ITI | TAB |  | 2017 | ITI1035 | Typical | [16 empty] | Rack |  | Managed | 1 | Platinum 8176 | 4 | 4 | 2100 | 28 | 2 | 391746 | 24 | Hynix / HMA82GR7AFR8N-VK TF | 24 | Fixed hard disk media | SAS | 4 | 1 | 2000 | Microsoft Windows Server 2012 R2 Standard | 6.3.9600 | Oracle Corporation | 1.8.0_121-b13 | Intel_Win_HS18_5 | 15.3466 | 19.184 | 20.9582 | 12.5514 | 14.0305 | 21.0692 |  | 13.1065 | 22.7961 | 42.2881 | 19.257 | 276.0982 | 208029.3303 | 207878.2694 | 30.0211 | 1259.421 | 156028.1412 | 22.5331 | 1239.3984 | 104021.6181 | 15.0225 | 1049.1266 | 52002.6569 | 7.5101 | 840.1761 | 2124689.6854 | 2125911.4397 | 36.0274 | 1277.5095 | 1593365.3702 | 27.0025 | 1218.7095 | 1062376.8896 | 18.0039 | 993.816 | 531189.0873 | 9.002 | 752.3454 | 640239.7884 | 627694.4518 | 39.3625 | 1204.6606 | 480248.9968 | 30.1162 | 1203.8222 | 320166.0914 | 20.0775 | 1033.5358 | 160092.0816 | 10.0393 | 826.2809 | 342409.0132 | 342251.7611 | 22.7311 | 1200.7971 | 256827.2919 | 17.0575 | 1094.1016 | 171286.7195 | 11.3762 | 963.9016 | 85655.3304 | 5.6889 | 798.4303 | 550963.2728 | 552366.1605 | 26.4454 | 1212.8583 | 413341.3623 | 19.7893 | 1171.6921 | 275559.3127 | 13.1928 | 1013.34 | 137729.7655 | 6.594 | 815.8173 | 38116.1366 | 38581.2221 | 39.4955 | 1206.1206 | 28594.3609 | 29.272 | 1134.2872 | 19079.1625 | 19.5313 | 988.0825 | 9532.4113 | 9.7583 | 827.19 | 10198299.7256 | 10199499.1644 | 28.803 | 1264.1013 | 8920273.4872 | 25.1905 | 1249.9945 | 7653119.3088 | 21.6121 | 1177.368 | 6383664.6913 | 18.0272 | 1102.5466 | 5092150.7901 | 14.38 | 1028.8813 | 3828841.7672 | 10.8125 | 943.4593 | 2550087.5699 | 7.2014 | 856.0276 | 1272478.0843 | 3.5934 | 766.3963 | 6706.5335 | 6702.3429 | 19.8025 | 625.4177 | 3340.6698 | 9.8702 | 601.386 | 4988.0942 | 4979.2414 | 36.4539 | 616.7926 | 2492.3397 | 18.2469 | 603.0548 | 268.1034 | 23.2729 | 1203.0186 | 267.836 | 23.2497 | 1212.8712 | 51438386.0753 | 347.3332 | 1253.6711 | 51008018.6594 | 344.4272 | 1247.481 | 489.2961 | [5 empty] | 8 | 8 | 3 | [14 empty] | 0 | 2017 |  | #REF! | #REF! | #REF! | #REF! |  | 4 | [5 empty] | TAB
ITI | TP |  | 2018 | ITI1040 | High-End | [16 empty] | Rack |  | Managed | 1 | Platinum 8180 | 4 | 4 | 2500 | 28 | 2 | 3145728 | 48 | 64GB 4DRX4 PC4-2666V-LEC-11 All SLOT Populated | 14 | SSD | SATA | 4 | 0 | 1600 | Microsoft Windows Server 2012 R2 Datacenter | 6.3.9600 | Oracle Corporation | 1.8.0_144-b01 | Intel_Win_HS18_5 | 14.4198 | 16.4478 | 21.9999 | 12.9278 | 13.961 | 21.1551 |  | 10.7933 | 197.0776 | 1685.7581 | 14.4156 | 705.2334 | 230115.799 | 230135.2237 | 33.2354 | 1590.6571 | 172552.6578 | 24.9195 | 1524.0262 | 115110.8308 | 16.6239 | 1214.881 | 57513.8757 | 8.306 | 898.1119 | 2043486.4176 | 2047589.6739 | 34.7001 | 1626.6397 | 1532935.2969 | 25.9784 | 1411.396 | 1021810.392 | 17.3164 | 1048.2714 | 510947.1102 | 8.6589 | 767.4032 | 767101.2533 | 742717.1626 | 46.5755 | 1462.0365 | 575269.9161 | 36.075 | 1405.3262 | 383648.4554 | 24.0585 | 1191.1556 | 191819.5189 | 12.0289 | 848.1556 | 396298.8526 | 394123.3433 | 26.1762 | 1445.9468 | 297278.4224 | 19.7442 | 1261.7278 | 198190.032 | 13.1631 | 1060.0278 | 99111.8885 | 6.5827 | 829.0349 | 617573.9068 | 619131.7388 | 29.6419 | 1484.4817 | 463242.3184 | 22.1784 | 1388.6421 | 308782.5707 | 14.7834 | 1122.3357 | 154377.0824 | 7.391 | 817.2722 | 43699.7448 | 43769.486 | 44.8068 | 1476.0206 | 32775.2633 | 33.552 | 1338.3183 | 21839.6317 | 22.3572 | 1091.4397 | 10924.8849 | 11.1838 | 870.4746 | 9282254.0866 | 9302906.6939 | 26.2711 | 1597.848 | 8118969.969 | 22.9277 | 1488.8114 | 6960597.1793 | 19.6565 | 1345.7037 | 5803919.2246 | 16.3901 | 1220.6154 | 4641548.6843 | 13.1076 | 1104.4224 | 3485091.8885 | 9.8418 | 990.9215 | 2318408.2913 | 6.5471 | 882.0244 | 1161933.0854 | 3.2813 | 774.1305 | 57106.9436 | 59066.3152 | 174.5149 | 635.219 | 28541.9266 | 84.3288 | 596.5 | 218069.8072 | 212627.6033 | 1556.685 | 682.146 | 109009.5361 | 798.0785 | 640.8825 | 237.1281 | 20.584 | 1446.7055 | 241.7507 | 20.9853 | 1436.8065 | 151895463.2249 | 1025.6609 | 1601.7262 | 165887469.5681 | 1120.1408 | 1588.3262 | 531.5091 | [5 empty] | 4 | 0 | 0 | [14 empty] | 0 | 2018 |  | #REF! | #REF! | #REF! | #REF! |  | 4 | [5 empty] | TP
ITI | TP |  | 2018 | ITI1041 | Low-End | [16 empty] | Rack |  | Managed | 1 | Platinum 8156 | 4 | 4 | 3600 | 4 | 2 | 131072 | 8 | 16GB 1R4 PC4-2666V-RC2-11 | 1 | 2.5" SAS HDD | SATA | 2 | 0 | 1100 | Microsoft Windows Server 2012 R2 Datacenter | 6.3.9600 | Oracle Corporation | 1.8.0_144-b01 | Intel_Win_HS18_5 | 8.1064 | 11.1441 | 12.0303 | 6.319 | 7.1867 | 10.4737 |  | 6.7485 | 6.6283 | 8.5889 | 13.0709 | 62.0303 | 41585.5001 | 41689.8595 | 6.0207 | 514.5248 | 31215.6855 | 4.5081 | 456.3901 | 20812.3528 | 3.0057 | 391.6364 | 10406.345 | 1.5029 | 308.7147 | 450347.2293 | 453751.8704 | 7.6897 | 511.3207 | 337765.1491 | 5.724 | 449.5653 | 225109.6933 | 3.8149 | 376.3446 | 112584.5966 | 1.908 | 240.1072 | 153506.2411 | 154181.9781 | 9.6687 | 575.3314 | 115067.9478 | 7.2159 | 505.9264 | 76774.8777 | 4.8145 | 427.8355 | 38361.812 | 2.4057 | 309.7776 | 65671.2522 | 65059.2394 | 4.321 | 447.0959 | 49219.6879 | 3.269 | 416.2438 | 32829.8913 | 2.1804 | 371.6669 | 16413.2436 | 1.0901 | 304.4517 | 104861.5973 | 105045.404 | 5.0292 | 475.9341 | 78661.2385 | 3.766 | 437.1983 | 52434.8979 | 2.5104 | 382.176 | 26215.2254 | 1.2551 | 281.3091 | 7399.6056 | 7407.9649 | 7.5835 | 475.5207 | 5553.2427 | 5.6848 | 429.4512 | 3694.1893 | 3.7817 | 381.0223 | 1846.6097 | 1.8904 | 329.1547 | 2048915.6533 | 2050451.966 | 5.7904 | 506.4552 | 1792103.3513 | 5.0608 | 476.7772 | 1536649.1655 | 4.3394 | 448.6187 | 1279624.4897 | 3.6136 | 423.3075 | 1028986.2355 | 2.9058 | 397.3299 | 769735.0555 | 2.1737 | 370.9571 | 513783.8874 | 1.4509 | 341.5539 | 254021.2764 | 0.71735 | 304.2034 | 666.4694 | 656.2366 | 1.9389 | 209.0493 | 334.4596 | 0.98818 | 208.6103 | 347.2847 | 346.5013 | 2.5368 | 208.5788 | 172.7216 | 1.2645 | 208.4803 | 68.0806 | 5.9098 | 456.2429 | 69.8321 | 6.0618 | 459.5857 | 6096241.8911 | 41.1643 | 550.6322 | 4981759.0715 | 33.6389 | 542.2975 | 207.2767 | [5 empty] | 2 | 0 | 2 | [14 empty] | 0 | 2018 |  | #REF! | #REF! | #REF! | #REF! |  | 4 | [5 empty] | TP
ITI | TP |  | 2018 | ITI1042 | Minimum Power | [16 empty] | Rack |  | Managed | 1 | Platinum 8156 | 4 | 4 | 3592 | 4 | 2 | 65536 | 4 | 16GB 1R4 PC4-2666V-RC2-11 | 1 | 2.5'' SSD | SATA | 2 | 0 | 1100 | Microsoft Windows Server 2012 R2 Datacenter | 6.3.9600 | Oracle Corporation | 1.8.0_74-b02 | Intel_Win_HS18_5 | 7.7656 | 8.5715 | 12.9416 | 6.4252 | 7.4225 | 10.3675 |  | 6.2015 | 57.2775 | 488.9764 | 8.805 | 53.2198 | 38295.1066 | 38405.4512 | 5.5464 | 507.1452 | 28732.1273 | 4.1494 | 459.8119 | 19131.9353 | 2.763 | 388.8643 | 9583.7119 | 1.384 | 266.884 | 308414.4158 | 308541.3962 | 5.2288 | 478.2675 | 231370.8129 | 3.921 | 408.8167 | 154112.3997 | 2.6117 | 286.9416 | 77107.4082 | 1.3067 | 231.0402 | 158542.3317 | 160875.4207 | 10.0884 | 576.2365 | 118962.6184 | 7.4601 | 519.569 | 79300.1114 | 4.9729 | 422.3014 | 39661.5834 | 2.4872 | 262.4561 | 64043.6029 | 64207.3875 | 4.2644 | 453.2714 | 48026.5358 | 3.1897 | 423.9802 | 32019.3554 | 2.1266 | 373.8403 | 16007.9605 | 1.0632 | 251.1698 | 105127.1101 | 105387.1113 | 5.0456 | 475.3968 | 78836.9913 | 3.7744 | 446.0683 | 52549.6623 | 2.5159 | 381.0485 | 26317.1534 | 1.26 | 246.1412 | 7418.7857 | 7431.4827 | 7.6076 | 478.9262 | 5563.0192 | 5.6949 | 435.7246 | 3702.7979 | 3.7905 | 391.9693 | 1854.4604 | 1.8984 | 329.9053 | 1894557.6101 | 1896806.5495 | 5.3565 | 498.7484 | 1660657.7043 | 4.6896 | 474.9244 | 1416749.2832 | 4.0008 | 448.5687 | 1185279.7766 | 3.3472 | 426.3545 | 945687.0121 | 2.6706 | 401.7332 | 708819.3587 | 2.0017 | 375.9896 | 473232.9647 | 1.3364 | 347.8098 | 236444.8262 | 0.66771 | 308.1879 | 5908.348 | 5923.8677 | 17.5024 | 217.3569 | 2957.3339 | 8.7376 | 214.4617 | 20297.1945 | 20607.2146 | 150.8691 | 218.7544 | 10154.3884 | 74.3421 | 214.4385 | 43.8438 | 3.8059 | 433.2073 | 44.1069 | 3.8287 | 433.8692 | 4522523.4404 | 30.5379 | 546.627 | 4259440.8447 | 28.7615 | 540.4286 | 211.4362 | [5 empty] | 2 | 0 | 2 | [14 empty] | 0 | 2018 |  | #REF! | #REF! | #REF! | #REF! |  | 4 | [5 empty] | TP
ITI | TP |  | 2018 | ITI1043 | Typical | [16 empty] | Rack |  | Managed | 1 | Gold 6150 | 4 | 4 | 2700 | 18 | 2 | 393216 | 24 | 16GB 2R8 PC4-2666V-RC2-11 | 4 | 2.5" SSD | SATA | 2 | 0 | 1100 | Microsoft Windows Server 2012 R2 Datacenter | 6.3.9600 | Oracle Corporation | 1.8.0_144-b01 | Intel_Win_HS18_5 | 17.2616 | 23.2209 | 24.954 | 14.4848 | 15.6454 | 23.6218 |  | 13.299 | 177.9971 | 1417.8978 | 24.6263 | 285.4502 | 166553.268 | 165936.0923 | 23.964 | 1000.8446 | 124978.4469 | 18.049 | 942.5347 | 83257.0936 | 12.0237 | 734.4868 | 41658.6269 | 6.0162 | 508.6339 | 1857623.6688 | 1867079.8857 | 31.6411 | 1029.8322 | 1393475.4046 | 23.615 | 957.5058 | 928812.3883 | 15.7404 | 689.995 | 464393.9869 | 7.87 | 467.9058 | 541756.8876 | 533339.5094 | 33.4455 | 952.9975 | 406432.942 | 25.4873 | 921.7083 | 270902.3762 | 16.9882 | 736.4843 | 135452.55 | 8.4942 | 490.3661 | 271055.0848 | 269487.0074 | 17.8983 | 911.4917 | 203219.696 | 13.4971 | 796.6645 | 135553.2986 | 9.003 | 647.1091 | 67721.5612 | 4.4978 | 472.9116 | 428225.9022 | 428583.0977 | 20.5191 | 960.7802 | 321185.0797 | 15.3772 | 879.4488 | 214171.345 | 10.2538 | 694.5488 | 107016.7325 | 5.1236 | 471.4215 | 30335.9933 | 30379.1573 | 31.0991 | 957.3719 | 22747.5901 | 23.2867 | 847.1289 | 15164.9831 | 15.5244 | 676.7397 | 7585.4578 | 7.7652 | 510.8826 | 6967489.3623 | 6969417.8154 | 19.6814 | 1003.1838 | 6095380.2278 | 17.2131 | 944.495 | 5231757.7741 | 14.7743 | 843.5851 | 4356270.9498 | 12.3019 | 752.3863 | 3478125.4179 | 9.8221 | 666.8959 | 2607947.7113 | 7.3647 | 595.5249 | 1746543.2444 | 4.9322 | 522.6739 | 867784.2293 | 2.4506 | 440.7357 | 24645.2873 | 24554.4953 | 72.5477 | 297.3289 | 12321.0904 | 36.4034 | 280.3512 | 82212.0947 | 81714.6312 | 598.2475 | 335.9438 | 41108.3806 | 300.9619 | 266.5851 | 257.1106 | 22.3186 | 912.9846 | 259.1401 | 22.4948 | 906.7529 | 42324797.2858 | 285.7945 | 997.3397 | 42093139.5999 | 284.2303 | 995.7262 | 257.9623 | [5 empty] | 2 | 0 | 2 | [14 empty] | 0 | 2018 |  | #REF! | #REF! | #REF! | #REF! |  | 4 | [5 empty] | TP
ITI | TS |  | 2018 | ITI1036 | High-End | [16 empty] | Rack |  | Managed | 1 | Platinum 8170 | 4 | 4 | 2100 | 26 | 2 | 261803 | 16 | 1Rx4 PC4- 2666 MHz DDR4 RDIMM | 1 | Fixed hard disk media | SAS | 4 | 0 | 1600 | Microsoft Windows Server 2012 R2 Standard | 6.3.9600 | Oracle Corporation | 1.8.0_144-b01 | Intel_Win_HS18_5 | 17.2265 | 17.5129 | 28.5283 | 17.1203 | 18.1984 | 27.4922 |  | 15.014 | 2.0345 | 10.2914 | 16.1286 | 274.833 | 155381.5196 | 155651.1667 | 22.4787 | 919.1008 | 116548.372 | 16.8315 | 874.6909 | 77703.4183 | 11.2217 | 688.2504 | 38847.5227 | 5.6102 | 488.8603 | 1125426.6595 | 1127377.5954 | 19.1055 | 923.676 | 844158.5201 | 14.3058 | 769.5909 | 562748.0623 | 9.5368 | 582.1132 | 281433.0659 | 4.7694 | 319.3843 | 594661.1621 | 593459.2751 | 37.2156 | 868.2141 | 446054.3878 | 27.9719 | 883.624 | 297318.6571 | 18.6447 | 715.095 | 148602.8971 | 9.3188 | 497.7421 | 320259.527 | 319646.5773 | 21.2298 | 871.8479 | 240191.5646 | 15.9527 | 792.0041 | 160090.7261 | 10.6326 | 664.7983 | 80087.4741 | 5.3191 | 485.6859 | 494645.7015 | 485714.2042 | 23.2543 | 874.4504 | 370945.3651 | 17.7596 | 862.8793 | 247326.5865 | 11.8411 | 703.8397 | 123646.6717 | 5.9198 | 496.986 | 34724.2217 | 34159.128 | 34.9687 | 869.1141 | 26037.0092 | 26.6541 | 826.743 | 17343.3037 | 17.7543 | 691.6331 | 8692.9877 | 8.899 | 518.7149 | 7319007.5266 | 7341509.0397 | 20.7321 | 926.0871 | 6403468.1983 | 18.0832 | 841.9759 | 5490592.7579 | 15.5052 | 776.673 | 4573850.6636 | 12.9164 | 716.6249 | 3655082.1234 | 10.3218 | 640.7963 | 2747054.5556 | 7.7576 | 563.5759 | 1827597.7069 | 5.1611 | 485.3946 | 916719.224 | 2.5888 | 408.9268 | 160.2779 | 163.7192 | 0.48372 | 168.2402 | 80.4189 | 0.2376 | 165.0393 | 347.2296 | 348.3155 | 2.5501 | 180.9249 | 174.4659 | 1.2773 | 169.9803 | 154.246 | 13.3894 | 838.8084 | 158.9509 | 13.7978 | 846.6714 | 37366738.6348 | 252.3157 | 913.1058 | 37371020.6878 | 252.3446 | 918.1744 | 167.5328 | [5 empty] | 0 | 2 | 0 | [14 empty] | 0 | 2018 |  | #REF! | #REF! | #REF! | #REF! |  | 4 | [5 empty] | TS
ITI | TS |  | 2018 | ITI1037 | Low-End | [16 empty] | Rack |  | Managed | 1 | Gold 5115 | 4 | 4 | 2394 | 10 | 2 | 65536 | 8 | 1Rx4 PC4- 2400 MHz DDR4 RDIMM | 1 | Fixed hard disk media | SAS | 2 | 0 | 800 | Microsoft Windows Server 2012 R2 Standard | 6.3.9600 | Oracle Corporation | 1.8.0_144-b01 | Intel_Win_HS18_5 | 15.05 | 15.4536 | 23.0837 | 12.6063 | 13.9452 | 21.1407 |  | 12.1582 | 2.5516 | 13.391 | 15.4879 | 110.3341 | 73770.0954 | 73762.8105 | 10.6526 | 486.2661 | 55367.8895 | 7.9961 | 442.1752 | 36915.7213 | 5.3313 | 376.9537 | 18454.4811 | 2.6651 | 291.0603 | 548589.4741 | 549734.0613 | 9.3162 | 465.7686 | 411467.7335 | 6.9731 | 401.1669 | 274319.6551 | 4.6488 | 327.4698 | 137137.8036 | 2.3241 | 201.1289 | 255312.5201 | 255859.9956 | 16.0449 | 475.1215 | 191467.7546 | 12.0069 | 448.9107 | 127641.6654 | 8.0044 | 397.9918 | 63797.6119 | 4.0007 | 255.9588 | 122533.3939 | 122597.9877 | 8.1425 | 428.0876 | 91905.2154 | 6.104 | 392.4521 | 61248.0654 | 4.0679 | 347.8396 | 30643.4849 | 2.0352 | 278.8107 | 198337.2968 | 198715.5765 | 9.5138 | 455.9744 | 148811.1407 | 7.1246 | 421.1347 | 99126.4965 | 4.7458 | 369.8587 | 49608.2642 | 2.3751 | 284.4488 | 13944.5344 | 13981.9356 | 14.3133 | 455.5777 | 10460.6471 | 10.7086 | 410.5025 | 6966.2629 | 7.1314 | 357.1741 | 3492.0588 | 3.5748 | 292.8577 | 3192572.6544 | 3200009.8942 | 9.0367 | 473.9062 | 2791895.464 | 7.8842 | 426.0497 | 2392871.6015 | 6.7574 | 394.3269 | 1997035.4618 | 5.6396 | 366.9986 | 1597664.5563 | 4.5117 | 338.5576 | 1198663.8801 | 3.385 | 312.3374 | 797225.486 | 2.2513 | 283.7371 | 398934.4218 | 1.1266 | 251.2381 | 162.9194 | 162.5462 | 0.48025 | 134.2288 | 82.1181 | 0.24262 | 133.3265 | 355.7237 | 357.1957 | 2.6151 | 140.3043 | 177.6296 | 1.3005 | 135.1729 | 73.0008 | 6.3369 | 407.4041 | 73.2394 | 6.3576 | 412.2448 | 8478443.2456 | 57.25 | 483.7413 | 7959740.4985 | 53.7475 | 487.1339 | 132.8402 | [5 empty] | 0 | 2 | 0 | [14 empty] | 0 | 2018 |  | #REF! | #REF! | #REF! | #REF! |  | 4 | [5 empty] | TS
ITI | TS |  | 2018 | ITI1039 | Typical | [16 empty] | Rack |  | Managed | 1 | Gold 6148 | 4 | 4 | 2400 | 20 | 2 | 128000 | 8 | 1Rx4 PC4- 2666 MHz DDR4 RDIMM | 1 | Fixed hard disk media | SAS | 4 | 0 | 1600 | Microsoft Windows Server 2012 R2 Standard | 6.3.9600 | Oracle Corporation | 1.8.0_144-b01 | Intel_Win_HS18_5 | 13.0105 | 12.1324 | 27.9521 | 16.3892 | 17.3396 | 26.2549 |  | 11.4396 | 2.1995 | 11.0976 | 10.1931 | 134.5348 | 90367.2797 | 90717.276 | 13.1011 | 808.9294 | 67772.7577 | 9.7875 | 658.1905 | 45187.9992 | 6.5259 | 505.4754 | 22571.9929 | 3.2598 | 353.7349 | 592774.5924 | 594008.1902 | 10.0666 | 777.4405 | 444521.7386 | 7.5332 | 587.7397 | 296368.8694 | 5.0225 | 425.2492 | 148169.5401 | 2.511 | 227.1698 | 522469.1243 | 519410.5708 | 32.5721 | 784.9603 | 391775.7488 | 24.5681 | 781.5778 | 261228.3173 | 16.3815 | 657.5944 | 130632.4948 | 8.1919 | 436.0341 | 273154.1602 | 271996.5758 | 18.065 | 790.3968 | 204792.4567 | 13.6016 | 709.2087 | 136544.1034 | 9.0688 | 586.6103 | 68276.0012 | 4.5346 | 425.9087 | 422932.519 | 421983.1717 | 20.2031 | 801.8587 | 317214.9756 | 15.1871 | 784.696 | 211422.8595 | 10.1222 | 628.0437 | 105787.8687 | 5.0648 | 440.331 | 29766.0396 | 29598.3025 | 30.2997 | 798.5103 | 22332.0707 | 22.8613 | 756.0373 | 14883.082 | 15.2358 | 615.1873 | 7451.5852 | 7.6282 | 456.2008 | 4347847.2422 | 4352204.5446 | 12.2905 | 812.9439 | 3795252.082 | 10.7176 | 641.7878 | 3259029.8088 | 9.2034 | 582.1154 | 2720803.434 | 7.6834 | 531.6195 | 2171725.5289 | 6.1329 | 479.5931 | 1633816.1933 | 4.6138 | 429.9846 | 1085763.7987 | 3.0662 | 379.8091 | 542440.0002 | 1.5318 | 333.7841 | 162.8054 | 163.006 | 0.48161 | 155.6116 | 80.7024 | 0.23844 | 152.5418 | 347.7594 | 347.871 | 2.5468 | 167.9813 | 174.3507 | 1.2765 | 157.1395 | 81.29 | 7.0564 | 692.4721 | 81.5819 | 7.0818 | 694.558 | 16306054.1402 | 110.1052 | 815.6571 | 16235683.2127 | 109.63 | 814.8825 | 156.3808 | [5 empty] | 0 | 2 | 0 | [14 empty] | 0 | 2018 |  | #REF! | #REF! | #REF! | #REF! |  | 4 | [5 empty] | TS
ITI | TV |  | 2017 | ITI1012 | High-End | [16 empty] | Rack |  | Managed | 1 | Platinum 8180 | 4 | 4 | 2500 | 28 | 2 | 391874 | 48 | Hynix / HMA81GR7AFR8N-VK TF | 26 | Fixed hard disk media | SAS | 2 | 1 | 2400 | Microsoft Windows Server 2012 R2 Standard | 6.3.9600 | Oracle Corporation | 1.8.0_121-b13 | Intel_Win_HS18_5 | 16.3875 | 20.9583 | 23.2388 | 13.8682 | 15.0593 | 22.4668 |  | 14.0844 | 36.3374 | 67.1436 | 18.5179 | 284.4432 | 208865.2691 | 208793.4364 | 30.1533 | 1245.4127 | 156659.8026 | 22.6243 | 1172.3425 | 104387.6198 | 15.0753 | 1024.3619 | 52230.5581 | 7.543 | 719.2001 | 2076029.572 | 2072149.8304 | 35.1164 | 1196.1335 | 1557141.0256 | 26.3886 | 1148.8643 | 1038017.3862 | 17.5911 | 905.5589 | 518969.3903 | 8.7949 | 597.1184 | 636955.6098 | 617431.3666 | 38.7189 | 1132.7717 | 477667.4251 | 29.9544 | 1133.1587 | 318406.5263 | 19.9672 | 980.9841 | 159260.1971 | 9.9872 | 629.7807 | 355584.4129 | 352792.6979 | 23.4312 | 1121.8524 | 266721.4654 | 17.7147 | 1104.8905 | 177884.1414 | 11.8144 | 916.2446 | 88941.2689 | 5.9072 | 689.5634 | 543731.8635 | 546374.0812 | 26.1585 | 1139.4071 | 407773.2248 | 19.5228 | 1127.8969 | 271907.0913 | 13.018 | 947.1086 | 135917.1557 | 6.5072 | 691.073 | 37768.4098 | 37449.7117 | 38.3372 | 1106.8354 | 28341.9894 | 29.0137 | 1071.7383 | 18888.5906 | 19.3362 | 957.1798 | 9443.1325 | 9.6669 | 718.7043 | 10052152.3928 | 10020829.8957 | 28.2984 | 1192.9474 | 8792686.1034 | 24.8302 | 1141.1362 | 7550463.7094 | 21.3222 | 1113.8848 | 6289095.4652 | 17.7602 | 1105.3335 | 5022756.77 | 14.1841 | 975.366 | 3767585.8933 | 10.6395 | 846.4733 | 2516950.0708 | 7.1078 | 739.4261 | 1252645.5094 | 3.5374 | 637.2183 | 8376.6348 | 8366.2733 | 24.7186 | 490.501 | 4194.235 | 12.3921 | 472.9582 | 6143.2504 | 6221.7185 | 45.5503 | 482.9704 | 3069.1696 | 22.4699 | 470.0715 | 267.3053 | 23.2036 | 1256.5254 | 269.307 | 23.3773 | 1258.9112 | 53837632.5681 | 363.5339 | 1278.2579 | 51098304.959 | 345.0369 | 1213.0257 | 343.1861 | [5 empty] | 6 | 8 | 0 | [14 empty] | 0 | 2017 |  | #REF! | #REF! | #REF! | #REF! |  | 4 | [5 empty] | TV
ITI | TV |  | 2017 | ITI1013 | Low-End | [16 empty] | Rack |  | Managed | 1 | Gold 6128 | 4 | 4 | 3400 | 6 | 2 | 65218 | 4 | Hynix / HMA82GR7AFR8N-VK TF | 8 | Fixed hard disk media | SATA | 2 | 1 | 1100 | Microsoft Windows Server 2012 R2 Standard | 6.3.9600 | Oracle Corporation | 1.8.0_121-b13 | Intel_Win_HS18_5 | 9.4119 | 9.7609 | 15.066 | 8.2664 | 9.2685 | 13.2407 |  | 8.4815 | 69.1721 | 80.2409 | 7.7808 | 69.6838 | 54467.3612 | 54149.7602 | 7.8201 | 608.6 | 40878.1471 | 5.9035 | 541.4643 | 27224.6253 | 3.9317 | 455.5476 | 13616.7169 | 1.9665 | 303.0033 | 375310.4592 | 375434.6962 | 6.3624 | 561.3897 | 281457.4251 | 4.7698 | 463.4095 | 187664.1552 | 3.1803 | 311.8476 | 93835.1437 | 1.5902 | 208.4095 | 223362.1528 | 215822.2397 | 13.5341 | 618.0675 | 167560.6735 | 10.5077 | 609.1397 | 111662.0126 | 7.0023 | 523.4405 | 55818.8831 | 3.5004 | 343.3032 | 97589.9202 | 97610.3524 | 6.4829 | 554.0619 | 73176.95 | 4.8601 | 504.9421 | 48781.9251 | 3.2399 | 443.8929 | 24385.507 | 1.6196 | 285.1121 | 158373.144 | 158419.6441 | 7.5846 | 583.8071 | 118804.5217 | 5.6879 | 535.7929 | 79219.3519 | 3.7927 | 462.6175 | 39580.5002 | 1.895 | 290.3423 | 11103.4813 | 11101.6387 | 11.3647 | 584.7778 | 8323.6809 | 8.5209 | 525.2024 | 5549.6565 | 5.6812 | 454.2937 | 2776.1122 | 2.8419 | 364.5842 | 2819654.9513 | 2821750.279 | 7.9685 | 601.6988 | 2468719.3643 | 6.9716 | 557.6622 | 2111512.9014 | 5.9628 | 516.7199 | 1761379.8402 | 4.9741 | 477.9061 | 1404191.9923 | 3.9654 | 438.5244 | 1057163.8605 | 2.9854 | 399.762 | 707026.4937 | 1.9966 | 360.3579 | 354543.6349 | 1.0012 | 278.1783 | 7533.4576 | 7526.4518 | 22.2373 | 246.2694 | 3763.9486 | 11.1208 | 209.8684 | 3505.6554 | 3519.0614 | 25.7637 | 237.0379 | 1751.9937 | 12.8267 | 216.527 | 44.9507 | 3.902 | 479.4061 | 41.438 | 3.5971 | 483.5854 | 6612213.1508 | 44.6484 | 627.7365 | 6497075.3698 | 43.8709 | 629.5714 | 139.2561 | [5 empty] | 6 | 2 | 0 | [14 empty] | 0 | 2017 |  | #REF! | #REF! | #REF! | #REF! |  | 4 | [5 empty] | TV
ITI | TV |  | 2017 | ITI1014 | Minimum Power | [16 empty] | Rack |  | Managed | 1 | Gold 5115 | 4 | 4 | 2400 | 10 | 2 | 130754 | 4 | Hynix / HMA84GR7AFR4N-VK TF | 1 | Fixed hard disk media | SATA | 2 | 1 | 750 | Microsoft Windows Server 2012 R2 Standard | 6.3.9600 | Oracle Corporation | 1.8.0_121-b13 | Intel_Win_HS18_5 | 12.603 | 11.8831 | 24.6013 | 13.2249 | 14.8033 | 22.1293 |  | 9.9749 | 5.7866 | 12.1527 | 9.7702 | 136.6729 | 55469.5283 | 55307.9653 | 7.9874 | 469.6339 | 41569.9259 | 6.0034 | 399.8165 | 27734.614 | 4.0053 | 331.9102 | 13866.3792 | 2.0025 | 244.6182 | 358482.8482 | 358466.171 | 6.0749 | 432.1041 | 268813.4758 | 4.5555 | 350.1298 | 179188.699 | 3.0367 | 262.1028 | 89573.2684 | 1.518 | 161.3346 | 255360.3333 | 255732.0855 | 16.0369 | 460.0826 | 191516.4955 | 12.0099 | 430.0149 | 127720.9126 | 8.0093 | 367.0306 | 63837.8003 | 4.0032 | 232.1739 | 122337.0944 | 122372.7609 | 8.1276 | 414.4934 | 91762.5465 | 6.0945 | 376.8488 | 61172.3944 | 4.0628 | 333.735 | 30595.0893 | 2.032 | 256.4501 | 199430.4469 | 199439.7144 | 9.5485 | 444.4975 | 149574.1186 | 7.1611 | 405.2479 | 99724.446 | 4.7745 | 351.7007 | 49856.1184 | 2.3869 | 256.1393 | 13985.0058 | 13984.9537 | 14.3164 | 443.1446 | 10503.5694 | 10.7525 | 395.8603 | 6992.048 | 7.1577 | 339.8352 | 3496.2275 | 3.5791 | 275.8426 | 2341693.0848 | 2348821.7713 | 6.633 | 443.7112 | 2049455.7678 | 5.7876 | 377.5979 | 1757258.2021 | 4.9624 | 351.3154 | 1460917.3165 | 4.1256 | 326.6002 | 1170915.4747 | 3.3066 | 303.4961 | 879226.3111 | 2.4829 | 280.6815 | 586634.8275 | 1.6566 | 256.7939 | 292679.0757 | 0.82651 | 214.3639 | 342.8705 | 333.0107 | 0.9839 | 131.044 | 169.784 | 0.50164 | 112.4812 | 273.2825 | 272.7383 | 1.9968 | 119.1393 | 134.7306 | 0.98639 | 111.9368 | 42.9193 | 3.7256 | 379.6991 | 43.2401 | 3.7535 | 385.8226 | 9941871.6599 | 67.1316 | 489.0826 | 9916954.6157 | 66.9634 | 489.9537 | 103.7328 | [5 empty] | 6 | 2 | 0 | [14 empty] | 0 | 2017 |  | #REF! | #REF! | #REF! | #REF! |  | 4 | [5 empty] | TV
ITI | TV |  | 2017 | ITI1015 | Typical | [16 empty] | Rack |  | Managed | 1 | Platinum 8176 | 4 | 4 | 2100 | 28 | 2 | 391746 | 24 | Hynix / HMA82GR7AFR8N-VK TF | 24 | Fixed hard disk media | SAS | 2 | 1 | 2000 | Microsoft Windows Server 2012 R2 Standard | 6.3.9600 | Oracle Corporation | 1.8.0_121-b13 | Intel_Win_HS18_5 | 16.2639 | 20.3921 | 22.5006 | 13.2411 | 14.8762 | 22.2231 |  | 13.9545 | 26.7495 | 49.5071 | 19.8985 | 287.3629 | 207449.7713 | 207101.5388 | 29.909 | 1202.2446 | 155604.0595 | 22.4718 | 1189.6421 | 103705.539 | 14.9768 | 990.3058 | 51877.0091 | 7.4919 | 760.9793 | 2117509.0477 | 2118204.192 | 35.8968 | 1228.9438 | 1588373.8667 | 26.9179 | 1172.3942 | 1058657.6435 | 17.9409 | 932.9876 | 529551.9564 | 8.9742 | 669.2752 | 642372.9276 | 641532.9515 | 40.2303 | 1150.2074 | 481712.5146 | 30.208 | 1151.1967 | 321272.434 | 20.1469 | 977.2851 | 160622.5737 | 10.0726 | 743.5397 | 340192.7877 | 339807.2113 | 22.5688 | 1152.2397 | 255166.9345 | 16.9473 | 1047.881 | 170086.8322 | 11.2965 | 907.9157 | 85037.6845 | 5.6479 | 724.1752 | 548847.412 | 549348.944 | 26.3009 | 1154.2058 | 411574.5113 | 19.7048 | 1123.7298 | 274437.5819 | 13.1391 | 955.2868 | 137217.1947 | 6.5695 | 737.2041 | 38294.5798 | 38238.3161 | 39.1445 | 1154.1355 | 28700.2752 | 29.3804 | 1104.0876 | 19157.2263 | 19.6112 | 940.3017 | 9575.2615 | 9.8022 | 756.4975 | 10200826.7123 | 10194840.6869 | 28.7898 | 1211.6079 | 8917851.8061 | 25.1837 | 1207.5154 | 7642985.2518 | 21.5835 | 1138.3452 | 6379169.6845 | 18.0145 | 1051.6025 | 5095886.9894 | 14.3906 | 970.9697 | 3827224.1924 | 10.8079 | 878.217 | 2546613.9446 | 7.1915 | 776.2448 | 1278273.7626 | 3.6098 | 682.8668 | 6694.7908 | 6715.7476 | 19.8421 | 533.9893 | 3344.8953 | 9.8827 | 513.2157 | 4969.6777 | 4973.9457 | 36.4152 | 525.8521 | 2482.843 | 18.1773 | 513.586 | 267.5739 | 23.2269 | 1173.6882 | 269.6643 | 23.4084 | 1169.95 | 51518789.0344 | 347.8762 | 1205.6818 | 50923159.0386 | 343.8542 | 1196.5851 | 415.2033 | [5 empty] | 6 | 8 | 0 | [14 empty] | 0 | 2017 |  | #REF! | #REF! | #REF! | #REF! |  | 4 | [5 empty] | TV
ITI | TA_2 |  | 2017 | ITI942 | Minimum Power | [16 empty] | Blade |  | Managed | 2 | Gold 5115 | 4 | 2 | 2401 | 10 | 2 | 32000 | 2 | 16GB DDR4-2666-MHz RDIMM/PC4-21300/single rank/x4/1.2v | 2 | Fixed hard disk media | SAS | 0 | 0 | NA | Microsoft Windows Server 2012 R2 Datacenter | 6.3.9600 | Oracle Corporation | 1.8.0_144-b01 | Intel_Win_HS18_5 | 6.7192 | 5.2074 | 14.9674 | 8.0265 | 8.9971 | 13.6489 |  | 5.2749 | 18.0115 | 243.2489 | 5.3276 | 31.6474 | 46827.7753 | 47117.2093 | 6.8045 | 709.7835 | 35101.5847 | 5.0693 | 541.7785 | 23384.641 | 3.3771 | 511.643 | 11707.0072 | 1.6907 | 491.0992 | 299030.456 | 299247.105 | 5.0713 | 679.7835 | 224274.0156 | 3.8007 | 511.9066 | 149546.0404 | 2.5343 | 499.0488 | 74738.4098 | 1.2666 | 484.5066 | 260501.1392 | 262237.7601 | 16.4448 | 750.0926 | 195430.0507 | 12.2553 | 632.1256 | 130243.1003 | 8.1675 | 558.3752 | 65130.4948 | 4.0843 | 505.976 | 124356.7852 | 123612.4297 | 8.2099 | 682.5248 | 93253.1961 | 6.1935 | 600.0058 | 62208.4181 | 4.1317 | 521.5612 | 31066.6434 | 2.0633 | 488.9835 | 198960.0184 | 199318.7539 | 9.5427 | 711.2934 | 149193.6328 | 7.1429 | 626.6438 | 99444.168 | 4.761 | 534.6926 | 49680.944 | 2.3786 | 494.2909 | 13992.62 | 14019.8559 | 14.3521 | 711.524 | 10506.4676 | 10.7555 | 612.5868 | 6981.7073 | 7.1472 | 531.5967 | 3507.3009 | 3.5904 | 492.605 | 2122664.9886 | 2128440.3379 | 6.0106 | 692.2457 | 1861600.5181 | 5.2571 | 592.5183 | 1592432.3922 | 4.497 | 539.0066 | 1329949.8288 | 3.7557 | 516.2589 | 1058812.9301 | 2.99 | 505.0755 | 794640.0694 | 2.244 | 496.1199 | 529797.2576 | 1.4961 | 487.5344 | 264247.5308 | 0.74623 | 478.3481 | 4021.1657 | 4109.3819 | 12.1414 | 471.881 | 2007.8539 | 5.9323 | 470.5 | 22086.0852 | 22236.2862 | 162.7959 | 472.1397 | 11022.3254 | 80.6964 | 470.2463 | 39.6944 | 3.4457 | 640.4576 | 38.9276 | 3.3791 | 640.5185 | 4115886.5399 | 27.7922 | 741.9645 | 3421008.9309 | 23.1001 | 729.9207 | 468.1393 | [5 empty] | 0 | 4 | 0 | [14 empty] | 0 | 2017 |  | #REF! | #REF! | #REF! | #REF! |  | 2 | [5 empty] | TA_2
ITI | TF |  | 2018 | ITI957 | High-End | [16 empty] | Blade |  | Managed | 2 | Platinum 8160 | 2 | 2 | 2100 | 24 | 2 | 130732 | 16 | SAMSUNG / M393A1G43EB1-CTD6Q | 6 | Fixed hard disk media | SAS | 2 | 1 | 800 | Microsoft Windows Server 2012 R2 Standard | 6.3.9600 | Oracle Corporation | 1.7.0_65-b19 | Intel_Win_HS18_5 | 14.1568 | 8.2648 | 19.6529 | 11.5628 | 12.6513 | 8.1217 |  | 12.2013 | 9.4789 | 23.1244 | 15.5986 | 123.7342 | 170829.1616 | 171251.2169 | 24.7316 | 1022.768 | 128125.9618 | 18.5035 | 1094.4215 | 85388.1467 | 12.3315 | 983.2612 | 42680.7884 | 6.1638 | 786.8207 | 813514.9767 | 813189.7918 | 13.781 | 1097.3587 | 610119.7129 | 10.3396 | 1015.0793 | 406893.1195 | 6.8955 | 875.0579 | 203412.6951 | 3.4472 | 744.7512 | 526734.5863 | 529258.7038 | 33.1896 | 1046.5364 | 395113.4675 | 24.7774 | 1015.824 | 263401.7529 | 16.5178 | 937.0306 | 131676.8378 | 8.2574 | 754.7884 | 280140.9297 | 281409.1886 | 18.6902 | 1033.1868 | 210144.2949 | 13.957 | 971.8463 | 140037.5611 | 9.3008 | 856.8264 | 70026.9976 | 4.6509 | 733.7446 | 441457.3577 | 443842.2131 | 21.2496 | 1040.8959 | 331173.1774 | 15.8554 | 1023.3107 | 220677.9433 | 10.5653 | 910.9 | 110348.2831 | 5.2831 | 756.6182 | 13095.8705 | 13170.1386 | 13.4823 | 1035.4893 | 9819.7844 | 10.0525 | 1002.3033 | 6536.7914 | 6.6917 | 896.9331 | 3265.0388 | 3.3424 | 748.3967 | 8320994.8959 | 8380203.3692 | 23.6654 | 1100.2643 | 7277159.5353 | 20.5504 | 1094.0041 | 6244304.1917 | 17.6337 | 1065.4888 | 5198866.5992 | 14.6814 | 972.3564 | 4162082.0984 | 11.7536 | 904.7398 | 3122340.9148 | 8.8174 | 814.0515 | 2079047.9759 | 5.8712 | 740.412 | 1039207.1572 | 2.9347 | 673.0361 | 2808.6868 | 2774.6627 | 8.1979 | 617.2554 | 1404.0779 | 4.1484 | 613.2025 | 2728.1571 | 2729.2399 | 19.9813 | 612.5868 | 1366.9371 | 10.0076 | 610.4405 | 176.4143 | 15.3137 | 980.3548 | 177.2696 | 15.388 | 987.8886 | 19750522.102 | 133.3637 | 993.4802 | 19869162.0066 | 134.1648 | 1084.2983 | 605.5525 | [5 empty] | 0 | 2 | 0 | [14 empty] | 0 | 2018 |  | #REF! | #REF! | #REF! | #REF! |  | 2 | [5 empty] | TF
ITI | TF |  | 2018 | ITI958 | Low-End | [16 empty] | Blade |  | Managed | 2 | Bronze 3104 | 2 | 2 | 1700 | 6 | 2 | 32429 | 4 | SAMSUNG / M393A1G43EB1-CTD6Q | 1 | Fixed hard disk media | SATA | 2 | 1 | 800 | Microsoft Windows Server 2012 R2 Standard | 6.3.9600 | Oracle Corporation | 1.8.0_144-b01 | Intel_Win_HS18_5 | 7.1138 | 7.7905 | 8.2135 | 3.9478 | 4.343 | 7.647 |  | 6.3012 | 3.6443 | 9.813 | 14.739 | 34.4109 | 28040.9926 | 28026.4394 | 4.0475 | 332.3598 | 21036.6779 | 3.0381 | 321.074 | 14018.5654 | 2.0245 | 309.6535 | 7013.1629 | 1.0128 | 297.9536 | 260384.3886 | 260379.4687 | 4.4126 | 329.7375 | 195280.0515 | 3.3094 | 319.5278 | 130234.7355 | 2.2071 | 308.2211 | 65092.513 | 1.1031 | 297.218 | 73349.4765 | 73556.7091 | 4.6127 | 324.1893 | 54981.6704 | 3.4479 | 314.4868 | 36675.1743 | 2.2999 | 305.4734 | 18310.933 | 1.1483 | 296.322 | 32277.1227 | 32269.3386 | 2.1432 | 309.0557 | 24195.5962 | 1.607 | 303.3973 | 16136.1105 | 1.0717 | 297.4488 | 8055.3618 | 0.53501 | 291.4877 | 50153.8616 | 50180.1247 | 2.4024 | 317.776 | 37632.8497 | 1.8017 | 310.1464 | 25053.8535 | 1.1995 | 302.174 | 12534.0552 | 0.60009 | 294.0769 | 4090.8702 | 4086.4794 | 4.1833 | 313.0375 | 3062.694 | 3.1353 | 306.4503 | 2049.1339 | 2.0977 | 299.6821 | 1021.9903 | 1.0462 | 292.8015 | 1480154.0367 | 1483032.2802 | 4.188 | 333.1058 | 1295812.753 | 3.6593 | 327.0913 | 1106703.5789 | 3.1253 | 320.844 | 922625.7132 | 2.6055 | 314.8622 | 739102.8787 | 2.0872 | 309.2125 | 554545.8259 | 1.566 | 303.432 | 370039.8116 | 1.045 | 297.6207 | 185155.3023 | 0.52287 | 291.7456 | 503.3807 | 498.9817 | 1.4743 | 287.4079 | 251.0717 | 0.74181 | 286.5178 | 542.776 | 543.8665 | 3.9817 | 286.7702 | 271.1768 | 1.9853 | 286.2669 | 55.8068 | 4.8443 | 336.25 | 58.6882 | 5.0945 | 337.8577 | 1739947.978 | 11.7488 | 334.6741 | 1707802.3543 | 11.5318 | 335.1199 | 285.723 | [5 empty] | 0 | 2 | 0 | [14 empty] | 0 | 2018 |  | #REF! | #REF! | #REF! | #REF! |  | 2 | [5 empty] | TF
ITI | TF |  | 2018 | ITI959 | Minimum Power | [16 empty] | Blade |  | Managed | 2 | Bronze 3104 | 2 | 2 | 1700 | 6 | 2 | 7853 | 1 | SAMSUNG / M393A1G43EB1-CTD6Q | 1 | Fixed hard disk media | SATA | 2 | 1 | 800 | Microsoft Windows Server 2012 R2 Standard | 6.3.9600 | Oracle Corporation | 1.8.0_144-b01 | Intel_Win_HS18_5 | 3.8324 | 2.9889 | 8.2227 | 3.9461 | 4.3697 | 7.6963 |  | 4.1935 | 3.6446 | 9.8727 | 4.2435 | 10.0095 | 14729.9155 | 14727.0057 | 2.1268 | 321.7878 | 11043.4253 | 1.5949 | 310.2514 | 7343.9703 | 1.0606 | 302.241 | 3685.2452 | 0.53221 | 294.1619 | 96865.8589 | 96803.6244 | 1.6405 | 316.1825 | 72641.5938 | 1.231 | 306.7989 | 48424.0476 | 0.82063 | 299.794 | 24203.6924 | 0.41018 | 292.8933 | 73628.2086 | 73376.9568 | 4.6014 | 324.7358 | 55203.1638 | 3.4618 | 315.0027 | 36842.5344 | 2.3104 | 305.9129 | 18387.3858 | 1.1531 | 296.6439 | 32258.0941 | 32251.8446 | 2.1421 | 309.344 | 24206.374 | 1.6077 | 303.4531 | 16134.7229 | 1.0716 | 297.5199 | 8056.6311 | 0.53509 | 291.5879 | 50321.4581 | 50334.1665 | 2.4098 | 317.2663 | 37739.323 | 1.8068 | 309.3792 | 25166.235 | 1.2049 | 301.221 | 12573.5943 | 0.60198 | 292.9582 | 4091.291 | 4089.6821 | 4.1866 | 311.4865 | 3069.335 | 3.1421 | 305.0309 | 2051.2747 | 2.0999 | 298.0846 | 1022.8914 | 1.0471 | 291.0816 | 954462.8688 | 956211.4284 | 2.7003 | 320.3423 | 837038.6172 | 2.3638 | 314.0183 | 716264.859 | 2.0227 | 309.0011 | 596764.2033 | 1.6852 | 304.5793 | 477257.2096 | 1.3478 | 300.2795 | 357006.5997 | 1.0082 | 296.1377 | 238481.5155 | 0.67346 | 292.2196 | 120622.5747 | 0.34063 | 288.2626 | 502.9679 | 492.1708 | 1.4541 | 285.7876 | 251.6943 | 0.74365 | 284.8654 | 544.0711 | 539.1318 | 3.9471 | 285.0267 | 273.6415 | 2.0034 | 284.6294 | 15.2576 | 1.3244 | 312.1523 | 15.2597 | 1.3246 | 312.1167 | 480451.3627 | 3.2442 | 324.113 | 480451.3627 | 3.2442 | 324.113 | 283.9538 | [5 empty] | 0 | 2 | 0 | [14 empty] | 0 | 2018 |  | #REF! | #REF! | #REF! | #REF! |  | 2 | [5 empty] | TF
ITI | TF |  | 2018 | ITI960 | Typical | [16 empty] | Blade |  | Managed | 2 | Gold 6132 | 2 | 2 | 2600 | 14 | 2 | 65196 | 8 | SAMSUNG / M393A1G43EB1-CTD6Q | 4 | Fixed hard disk media | SATA | 2 | 1 | 800 | Microsoft Windows Server 2012 R2 Standard | 6.3.9600 | Oracle Corporation | 1.8.0_144-b01 | Intel_Win_HS18_5 | 12.0763 | 13.4955 | 16.7956 | 9.6681 | 10.625 | 16.0767 |  | 9.7925 | 6.4095 | 15.9119 | 15.1592 | 97.0553 | 120824.5378 | 120778.3816 | 17.4424 | 879.7675 | 90621.5612 | 13.0873 | 877.1143 | 60454.7334 | 8.7307 | 790.7222 | 30214.2488 | 4.3634 | 670.1238 | 1131759.1005 | 1131290.4932 | 19.1718 | 876.4635 | 848709.1825 | 14.3829 | 854.5611 | 565886.2197 | 9.59 | 776.2595 | 282961.2837 | 4.7953 | 657.5175 | 376916.7542 | 381081.8403 | 23.8975 | 854.9341 | 282798.2956 | 17.7342 | 856.0206 | 188430.0168 | 11.8164 | 768.6786 | 94226.2817 | 5.9089 | 661.0095 | 197791.2064 | 197605.4434 | 13.1242 | 846.0063 | 148368.2813 | 9.8541 | 808.4222 | 98912.6774 | 6.5694 | 732.9111 | 49445.3699 | 3.284 | 637.0865 | 310990.8435 | 310884.5351 | 14.8841 | 859.1889 | 233216.1101 | 11.1656 | 848.0468 | 155506.9142 | 7.4451 | 763.631 | 77714.8643 | 3.7207 | 649.2222 | 21899.7021 | 21855.1267 | 22.3731 | 862.0325 | 16416.7974 | 16.8059 | 845.8563 | 10940.1664 | 11.1994 | 755.6405 | 5478.3876 | 5.6082 | 641.6278 | 5497479.0641 | 5489687.6622 | 15.5027 | 873.0793 | 4809053.7914 | 13.5806 | 861.7744 | 4122531.5066 | 11.6419 | 833.5459 | 3430734.2602 | 9.6883 | 800.5053 | 2746013.5394 | 7.7546 | 748.8309 | 2065443.3154 | 5.8327 | 686.7797 | 1374194.802 | 3.8807 | 635.1138 | 687653.5868 | 1.9419 | 583.7654 | 1683.8853 | 1620.3401 | 4.7874 | 539.4802 | 840.841 | 2.4843 | 536.6365 | 1645.8446 | 1638.4656 | 11.9955 | 535.0921 | 823.6681 | 6.0302 | 533.9214 | 142.499 | 12.3697 | 823.9745 | 147.1453 | 12.773 | 834.4258 | 12867106.0913 | 86.884 | 872.1381 | 12604866.1355 | 85.1133 | 876.9563 | 539.8848 | [5 empty] | 0 | 2 | 0 | [14 empty] | 0 | 2018 |  | #REF! | #REF! | #REF! | #REF! |  | 2 | [5 empty] | TF
ITI | TL |  | 2018 | ITI978 | High-End | [16 empty] | Blade |  | Managed | 2 | Platinum 8180 | 2 | 2 | 2500 | 28 | 2 | 785957 | 12 | SAMSUNG / M386A8K40BM2-CTD6Q | 4 | Fixed hard disk media | SAS | 2 | 1 | 2000 | Microsoft Windows Server 2012 R2 Datacenter Evaluation | 6.3.9600 | Oracle Corporation | 1.7.0_65-b19 | Intel_Win_HS18_5 | 15.0062 | 18.5706 | 21.9067 | 13.3658 | 14.2972 | 21.8158 |  | 13.276 | 5.3059 | 10.9363 | 16.5341 | 354.3528 | 235062.6727 | 235036.1625 | 33.9432 | 1599.4698 | 176260.1818 | 25.4549 | 1567.6151 | 117530.7062 | 16.9734 | 1283.7889 | 58784.7008 | 8.4895 | 762.746 | 2114567.7247 | 2114420.2235 | 35.8327 | 1647.7667 | 1586160.965 | 26.8804 | 1479.9548 | 1057310.7276 | 17.9181 | 939.9833 | 528643.1353 | 8.9588 | 567.1357 | 722696.7167 | 725227.2197 | 45.4787 | 1476.8095 | 542085.921 | 33.994 | 1452.4087 | 361443.6543 | 22.666 | 1186.8881 | 180740.6113 | 11.3342 | 677.404 | 387359.8117 | 387141.7777 | 25.7125 | 1475.8524 | 290588.9406 | 19.2999 | 1338.3508 | 193634.4597 | 12.8605 | 954.9532 | 96846.751 | 6.4322 | 681.9413 | 605947.8311 | 606228.834 | 29.0241 | 1495.4611 | 454539.577 | 21.7618 | 1458.9595 | 303029.3589 | 14.508 | 1094.9516 | 151422.1484 | 7.2496 | 665.5087 | 42493.5201 | 42769.8623 | 43.7834 | 1477.3627 | 31880.9294 | 32.6365 | 1395.1167 | 21248.5904 | 21.7522 | 1031.6444 | 10631.1459 | 10.8831 | 702.3508 | 10726191.3316 | 10731702.2416 | 30.3059 | 1624.9476 | 9386849.7262 | 26.5081 | 1574.8569 | 8051562.3519 | 22.7373 | 1439.7459 | 6696949.6337 | 18.9119 | 1238.7646 | 5361547.9354 | 15.1408 | 1006.772 | 4032108.0747 | 11.3865 | 860.802 | 2681815.0228 | 7.5733 | 726.274 | 1341146.4888 | 3.7873 | 616.2 | 941.7513 | 942.5281 | 2.7848 | 373.7563 | 469.5755 | 1.3874 | 367.1857 | 773.7629 | 769.9323 | 5.6368 | 364.8095 | 384.5071 | 2.815 | 363.6746 | 272.1247 | 23.6219 | 1443.4157 | 271.7218 | 23.587 | 1412.0077 | 83704306.6301 | 565.2061 | 1606.5587 | 83478711.4511 | 563.6828 | 1590.7389 | 373.2697 | [5 empty] | 0 | 2 | 0 | [14 empty] | 0 | 2018 |  | #REF! | #REF! | #REF! | #REF! |  | 2 | [5 empty] | TL
ITI | TL |  | 2018 | ITI979 | Low-End | [16 empty] | Blade |  | Managed | 2 | Silver 4112 | 2 | 2 | 2600 | 4 | 2 | 32293 | 4 | SAMSUNG / M393A1K43BB1-CTD6Q | 2 | Fixed hard disk media | SAS | 2 | 1 | 1100 | Microsoft Windows Server 2012 R2 Datacenter Evaluation | 6.3.9600 | Oracle Corporation | 1.7.0_65-b19 | Intel_Win_HS18_5 | 9.1576 | 13.6624 | 12.1748 | 6.4018 | 7.3348 | 10.662 |  | 8.4658 | 14.3812 | 16.3234 | 21.119 | 44.1711 | 35789.5832 | 35840.4896 | 5.176 | 369.7846 | 26825.2238 | 3.874 | 337.421 | 17928.5014 | 2.5892 | 306.6812 | 8944.4934 | 1.2917 | 249.1979 | 466473.308 | 465539.2402 | 7.8894 | 381.4114 | 349821.4303 | 5.9284 | 351.6305 | 233287.2677 | 3.9535 | 315.2788 | 116648.8474 | 1.9768 | 248.1078 | 111512.4061 | 109012.789 | 6.8362 | 373.1605 | 83670.8563 | 5.247 | 343.7669 | 55750.9251 | 3.4961 | 313.2568 | 27911.3461 | 1.7503 | 248.6094 | 50688.2997 | 50681.2293 | 3.3661 | 327.1123 | 38046.1088 | 2.5269 | 311.9295 | 25381.879 | 1.6858 | 291.1164 | 12687.3415 | 0.84265 | 242.1685 | 82418.2428 | 82416.5591 | 3.9458 | 337.4363 | 61819.8351 | 2.9597 | 321.7009 | 41201.9905 | 1.9726 | 294.5927 | 20595.2367 | 0.98603 | 245.4069 | 5802.3103 | 5802.8301 | 5.9403 | 343.7796 | 4348.0098 | 4.4511 | 324.0398 | 2906.7627 | 2.9756 | 300.3588 | 1449.4307 | 1.4838 | 269.9921 | 1975383.0943 | 1977220.3076 | 5.5836 | 371.1524 | 1729400.7846 | 4.8838 | 355.4441 | 1483971.9757 | 4.1907 | 338.2025 | 1236508.328 | 3.4919 | 323.7802 | 989704.4309 | 2.7949 | 308.2171 | 739427.6824 | 2.0881 | 291.3587 | 493543.9995 | 1.3937 | 272.8399 | 245783.0135 | 0.69408 | 241.2215 | 1516.0572 | 1516.0166 | 4.4792 | 221.3126 | 762.7331 | 2.2535 | 220.53 | 682.9108 | 686.1785 | 5.0236 | 218.2065 | 343.0227 | 2.5113 | 216.9855 | 85.3043 | 7.4049 | 350.5922 | 85.4793 | 7.4201 | 351.3817 | 2646204.2567 | 17.8683 | 382.95 | 2507640.3195 | 16.9326 | 383.3419 | 215.4046 | [5 empty] | 0 | 2 | 0 | [14 empty] | 0 | 2018 |  | #REF! | #REF! | #REF! | #REF! |  | 2 | [5 empty] | TL
ITI | TL |  | 2018 | ITI980 | Minimum Power | [16 empty] | Blade |  | Managed | 2 | Silver 4116 | 2 | 2 | 2100 | 12 | 2 | 32304 | 4 | SAMSUNG / M393A1K43BB1-CTD6Q | 2 | Fixed hard disk media | SAS | 1 | 1 | 1100 | Microsoft Windows Server 2012 R2 Datacenter Evaluation | 6.3.9600 | Oracle Corporation | 1.7.0_65-b19 | Intel_Win_HS18_5 | 15.6946 | 17.491 | 21.828 | 12.0663 | 13.2905 | 20.208 |  | 12.9958 | 13.3899 | 14.9883 | 17.2349 | 71.5231 | 85801.473 | 85854.3477 | 12.3988 | 544.9794 | 64392.7722 | 9.2994 | 479.9333 | 42908.7972 | 6.1968 | 414.2978 | 21453.548 | 3.0983 | 336.7011 | 706086.8143 | 706046.7323 | 11.9652 | 518.8183 | 529645.5409 | 8.9758 | 435.5548 | 353126.9189 | 5.9844 | 339.1775 | 176504.6716 | 2.9912 | 267.9906 | 272556.4029 | 273396.6941 | 17.1446 | 544.8413 | 204437.6056 | 12.8202 | 482.3825 | 136289.2928 | 8.5467 | 420.253 | 68136.0077 | 4.2728 | 320.1125 | 125905.8467 | 125934.0148 | 8.3641 | 449.727 | 94387.6885 | 6.2689 | 408.3063 | 62955.0169 | 4.1812 | 373.5302 | 31430.5097 | 2.0875 | 314.764 | 203907.6278 | 203924.9456 | 9.7632 | 492.0722 | 152852.5779 | 7.318 | 447.4413 | 101931.4878 | 4.8801 | 392.8943 | 50979.9989 | 2.4407 | 315.3077 | 14387.5653 | 14397.1671 | 14.7384 | 487.069 | 10800.1589 | 11.0561 | 433.5571 | 7200.8027 | 7.3715 | 381.8575 | 3601.369 | 3.6867 | 329.3141 | 3912873.11 | 3908817.9938 | 11.0384 | 531.7142 | 3422463.8175 | 9.6649 | 476.6203 | 2926826.3612 | 8.2652 | 445.4898 | 2442517.3587 | 6.8976 | 412.2224 | 1953961.6978 | 5.5179 | 389.0262 | 1469345.5788 | 4.1494 | 356.8863 | 979980.9771 | 2.7674 | 333.0178 | 490024.4141 | 1.3838 | 304.6115 | 1519.9719 | 1522.3521 | 4.4979 | 237.958 | 761.1043 | 2.2487 | 237.0777 | 682.7933 | 683.7778 | 5.0061 | 236.7369 | 343.4211 | 2.5142 | 236.6648 | 86.5321 | 7.5115 | 436.3507 | 86.8375 | 7.538 | 436.8417 | 6427168.4729 | 43.3989 | 567.3556 | 6020353.6422 | 40.6519 | 568.3746 | 238.0514 | [5 empty] | 0 | 2 | 0 | [14 empty] | 0 | 2018 |  | #REF! | #REF! | #REF! | #REF! |  | 2 | [5 empty] | TL
ITI | TL |  | 2018 | ITI981 | Typical | [16 empty] | Blade |  | Managed | 2 | Gold 5118 | 2 | 2 | 2300 | 12 | 2 | 196133 | 12 | SAMSUNG / M393A2K43BB1-CTD6Q | 5 | Fixed hard disk media | SAS | 2 | 1 | 1600 | Microsoft Windows Server 2012 R2 Datacenter Evaluation | 6.3.9600 | Oracle Corporation | 1.7.0_65-b19 | Intel_Win_HS18_5 | 14.4443 | 20.2885 | 19.5407 | 10.831 | 12.138 | 18.1999 |  | 12.4692 | 39.7408 | 56.7198 | 25.2479 | 170.8464 | 100825.862 | 100884.0617 | 14.5694 | 694.2444 | 75612.624 | 10.9197 | 617.4897 | 50437.8619 | 7.2841 | 524.3373 | 25191.0373 | 3.638 | 430.8754 | 1208798.677 | 1208837.8793 | 20.486 | 729.0429 | 906602.8403 | 15.364 | 653.823 | 604270.1108 | 10.2405 | 541.6984 | 302095.6261 | 5.1196 | 377.177 | 295245.7222 | 296649.1206 | 18.6028 | 651.4754 | 221473.3174 | 13.8885 | 580.8762 | 147692.5301 | 9.2617 | 509.3786 | 73787.9458 | 4.6272 | 393.9683 | 142187.9593 | 142205.8699 | 9.4448 | 559.6468 | 106644.2391 | 7.0829 | 516.0714 | 71040.8753 | 4.7183 | 469.6397 | 35554.223 | 2.3614 | 399.2952 | 229978.5189 | 229842.9102 | 11.0041 | 593.8865 | 172576.0347 | 8.2623 | 552.5246 | 115009.4872 | 5.5063 | 487.8905 | 57520.909 | 2.7539 | 396.7246 | 16186.9988 | 16201.742 | 16.5857 | 595.35 | 12140.0254 | 12.4277 | 538.5905 | 8086.2747 | 8.2779 | 478.9675 | 4041.4179 | 4.1372 | 418.9262 | 4973477.3349 | 4971122.7279 | 14.0383 | 700.0549 | 4363422.8676 | 12.3221 | 644.5565 | 3724945.0997 | 10.5191 | 595.9248 | 3110131.4031 | 8.7829 | 553.1606 | 2483516.9191 | 7.0134 | 512.2012 | 1866138.6705 | 5.2699 | 473.7325 | 1242260.0419 | 3.5081 | 435.3325 | 620178.6137 | 1.7514 | 395.2329 | 5699.6664 | 5671.7907 | 16.7576 | 301.4671 | 2853.0679 | 8.4296 | 296.6909 | 3248.0166 | 3237.3723 | 23.7014 | 295.5389 | 1615.7414 | 11.8291 | 294.8784 | 187.0677 | 16.2385 | 647.6065 | 188.5956 | 16.3711 | 643.9688 | 18168202.2454 | 122.6792 | 715.5563 | 18157668.6873 | 122.6081 | 717.6508 | 288.4082 | [5 empty] | 0 | 2 | 0 | [14 empty] | 0 | 2018 |  | #REF! | #REF! | #REF! | #REF! |  | 2 | [5 empty] | TL
ITI | TA |  | 2017 | ITI940 | Low-End | [16 empty] | Blade |  | Managed | 2 | Gold 5120 | 4 | 4 | 2200 | 14 | 2 | 256000 | 16 | UCS-MR-X16G1RS-H 16GB DDR4-2666-MHz RDIMM/PC4-21300/single rank/x4/1.2v | 3 | Removable Media | SAS | 0 | 0 | NA | Microsoft Windows Server 2012 R2 Datacenter | 6.3.9600 | Oracle Corporation | 1.8.0_144-b01 | Intel_Win_HS18_5 | 15.8045 | 19.7351 | 23.4277 | 13.1342 | 14.3203 | 22.1278 |  | 13.9266 | 2.9314 | 4.8219 | 651.6079 | #NUM! | 218128.8678 | 218120.7282 | 31.5003 | 1466.9802 | 163566.0155 | 23.6217 | 1234.3711 | 109050.8917 | 15.7488 | 984.938 | 54558.5644 | 7.8792 | 829.7686 | 2173949.6013 | 2180523.7655 | 36.953 | 1472.2595 | 1630428.7091 | 27.6306 | 1089.9405 | 1087098.5356 | 18.4229 | 906.2967 | 543430.697 | 9.2094 | 785.2653 | 671948.3453 | 672850.5467 | 42.1942 | 1380.8926 | 503986.4221 | 31.6048 | 1049.0645 | 335966.1268 | 21.0683 | 888.7876 | 167971.4782 | 10.5334 | 762.9992 | 322000.1909 | 320875.2677 | 21.3114 | 1192.1595 | 241585.9398 | 16.0453 | 980.4777 | 160974.5859 | 10.6913 | 789.938 | 80523.849 | 5.3481 | 711.5562 | 517032.5156 | 518402.8606 | 24.8193 | 1267.576 | 387738.8219 | 18.5636 | 1096.3215 | 258458.2548 | 12.3741 | 826.5306 | 129284.1844 | 6.1897 | 730.5488 | 36406.2151 | 36473.48 | 37.3379 | 1263.8669 | 27299.8404 | 27.9468 | 1011.9421 | 18190.6619 | 18.6218 | 818.1248 | 9102.296 | 9.318 | 721.7636 | 10348089.9932 | 10362801.6661 | 29.2642 | 1470.234 | 9055026.5659 | 25.5711 | 1303.9336 | 7755777.2785 | 21.902 | 1135.9498 | 6459416.3849 | 18.2412 | 989.5307 | 5175027.8065 | 14.6141 | 897.1851 | 3881565.9678 | 10.9614 | 833.6942 | 2585637.8006 | 7.3017 | 777.2705 | 1292450.2731 | 3.6498 | 719.9556 | 907.8373 | 923.6868 | 2.7291 | 656.1711 | 457.6421 | 1.3521 | 654.4545 | 606.7122 | 612.9298 | 4.4874 | 656.3496 | 304.2009 | 2.2271 | 654.8934 | 9695.1432 | 841.5923 | 1298.7732 | 9850.5223 | 855.0801 | 1304.9762 | 65123186.7574 | 1344.0708 | 1503.8388 | 64768161.324 | 1336.7435 | 1508.8124 | 654.582 | [5 empty] | 0 | 4 | 0 | [14 empty] | 0 | 2017 |  | #REF! | #REF! | #REF! | #REF! |  | 4 | [5 empty] | TA
ITI | TA |  | 2017 | ITI943 | Typical | [16 empty] | Blade |  | Managed | 2 | Gold 6138 | 4 | 4 | 2001 | 20 | 2 | 784897 | 24 | UCS-MR-X32G2RS-H 32GB DDR4-2666-MHz RDIMM/PC4-21300/dual rank/x4/1.2v | 2 | Fixed hard disk media | SAS | 0 | 0 | NA | Microsoft Windows Server 2012 R2 Datacenter | 6.3.9600 | Oracle Corporation | 1.8.0_144-b01 | Intel_Win_HS18_5 | 16.376 | 22.6146 | 25.4228 | 14.2388 | 15.6395 | 24.2452 |  | 15.3739 | 10.5462 | 143.4414 | 23.3008 | 388.4747 | 293823.5606 | 293747.9329 | 42.4221 | 1831.8698 | 220419.0774 | 31.8322 | 1639.4889 | 146906.2385 | 21.2157 | 1320.7778 | 73453.5014 | 10.6079 | 1065.3214 | 3524788.2985 | 3565475.8919 | 60.4235 | 1946.6159 | 2643888.5111 | 44.8055 | 1728.7333 | 1762206.5632 | 29.8638 | 1315.2135 | 881152.2684 | 14.9327 | 1042.9389 | 930408.3718 | 930245.5445 | 58.3354 | 1693.777 | 697913.7905 | 43.7659 | 1471.6746 | 465178.9696 | 29.1712 | 1096.9579 | 232600.6069 | 14.5863 | 951.0714 | 476356.9558 | 474549.1211 | 31.5178 | 1680.0738 | 357301.0134 | 23.7306 | 1547.2738 | 238277.5813 | 15.8255 | 990.5762 | 119090.8545 | 7.9096 | 884.4976 | 755998.9672 | 757822.6472 | 36.2819 | 1706.2254 | 567085.4778 | 27.1501 | 1659.5071 | 378091.8902 | 18.1017 | 1044.154 | 188996.515 | 9.0485 | 912.1889 | 53297.5919 | 53424.0683 | 54.6901 | 1691.6095 | 39986.5798 | 40.9342 | 1550.4587 | 26634.0721 | 27.2653 | 1024.5865 | 13321.1043 | 13.6368 | 896.4056 | 14993250.3721 | 15003500.1989 | 42.3693 | 1884.4321 | 13122180.9469 | 37.0565 | 1815.6687 | 11246193.0773 | 31.7588 | 1516.548 | 9371903.4182 | 26.4659 | 1317.3813 | 7493424.4526 | 21.1612 | 1182.7199 | 5627804.9456 | 15.8927 | 1085.0236 | 3745621.28 | 10.5775 | 997.974 | 1879345.3271 | 5.3072 | 911.9276 | 3979.4835 | 4101.1379 | 12.1171 | 801.5016 | 1991.0052 | 5.8825 | 799.5897 | 22237.2327 | 22168.1818 | 162.2973 | 801.6341 | 11100.6401 | 81.2698 | 799.6778 | 528.7488 | 45.8983 | 1968.0439 | 530.5315 | 46.0531 | 1978.2476 | 105314289.1906 | 711.1256 | 1819.6373 | 105062863.3593 | 709.4279 | 1826.1881 | 800.9545 | [5 empty] | 0 | 12 | 0 | [14 empty] | 0 | 2017 |  | #REF! | #REF! | #REF! | #REF! |  | 4 | [5 empty] | TA
ITI | TU |  | 2018 | ITI1008 | High-End | [16 empty] | Blade |  | Managed | 2 | Platinum 8180 | 4 | 4 | 2500 | 28 | 2 | 393216 | 12 | 32GB 2Rx8 DDR4 | 4 | Solid State Disk Media | SATA | 3 | 1 | 3000 | Microsoft Windows Server 2012 Datacenter | 6.2.9200 | Oracle Corporation | 1.8.0_171-b11 | Intel_Win_HS18_5 | 12.3671 | 13.029 | 22.4943 | 13.176 | 13.5772 | 21.3405 |  | 11.3023 | 47.2202 | 807.0846 | 10.1279 | 237.5957 | 322810.9147 | 320679.6079 | 46.3115 | 2695.9444 | 242105.1935 | 34.9641 | 2471.6937 | 161440.1005 | 23.3147 | 1931.5143 | 80684.4167 | 11.6522 | 1461.0937 | 2256987.323 | 2249335.5062 | 38.1191 | 2724.5698 | 1692783.0256 | 28.6873 | 2086.2444 | 1128592.2084 | 19.1261 | 1586.3659 | 564226.1207 | 9.5618 | 769.6444 | 1414418.3401 | 1386065.9174 | 86.9197 | 2559.0214 | 1060897.4067 | 66.5285 | 2561.973 | 707294.5442 | 44.3542 | 2182.6357 | 353660.4067 | 22.1779 | 1552.6103 | 743009.8565 | 737427.5708 | 48.9773 | 2537.019 | 557165.4302 | 37.0049 | 2411.1333 | 371523.4989 | 24.6752 | 1984.3849 | 185782.9014 | 12.339 | 1508.2929 | 1091755.785 | 1085056.5101 | 51.9487 | 2553.7738 | 818631.5772 | 39.1932 | 2532.523 | 545891.2806 | 26.1354 | 2073.3865 | 272921.1367 | 13.0665 | 1525.869 | 79692.0453 | 79368.2701 | 81.2492 | 2517.4563 | 59713.3165 | 61.1284 | 2462.5643 | 39843.5455 | 40.7878 | 2043.8286 | 19908.3418 | 20.3801 | 1571.046 | 14303104.143 | 14226204.8843 | 40.1743 | 2701.8447 | 12522796.5265 | 35.3639 | 2384.1008 | 10729767.509 | 30.3005 | 2179.122 | 8937622.0232 | 25.2395 | 1980.1224 | 7159036.2188 | 20.2169 | 1778.3565 | 5360582.4745 | 15.1381 | 1342.2313 | 3575365.3529 | 10.0967 | 1065.0248 | 1786167.1217 | 5.0441 | 900.1037 | 13091.2505 | 12924.4896 | 38.1862 | 576.4444 | 6546.1314 | 19.3409 | 574.6063 | 111194.3213 | 110925.4704 | 812.1054 | 805.473 | 55578.1843 | 406.8979 | 629.8087 | 276.0739 | 23.9647 | 2356.3525 | 276.7955 | 24.0274 | 2382.298 | 96219521.9922 | 649.714 | 2757.5778 | 93470470.8696 | 631.1513 | 2656.4087 | 423.7924 | [5 empty] | 0 | 8 | 0 | [14 empty] | 0 | 2018 |  | #REF! | #REF! | #REF! | #REF! |  | 4 | [5 empty] | TU
ITI | TU |  | 2018 | ITI1009 | Low-End | [16 empty] | Blade |  | Managed | 2 | Gold 5120T | 4 | 4 | 2200 | 14 | 2 | 16384 | 1 | 16GB 2Rx8 DDR4 | 1 | Solid State Disk Media | SATA | 3 | 1 | 3000 | Microsoft Windows Server 2012 Datacenter | 6.2.9200 | Oracle Corporation | 1.8.0_171-b11 | Intel_Win_HS18_5 | 11.0755 | 9.9924 | 24.6842 | 13.6416 | 14.5832 | 22.8041 |  | 8.8679 | 16.3698 | 293.5843 | 15.6996 | 74.3158 | 111657.107 | 111438.0797 | 16.0935 | 1123.181 | 83778.1791 | 12.099 | 921.2184 | 55771.2048 | 8.0543 | 736.0333 | 27931.134 | 4.0337 | 552.0476 | 709669.9315 | 709726.8466 | 12.0276 | 1020.446 | 532347.6252 | 9.0216 | 804.4532 | 354838.3862 | 6.0134 | 583.1397 | 177438.2365 | 3.007 | 411.131 | 667465.199 | 667713.4276 | 41.8721 | 1318.3556 | 500600.1388 | 31.3925 | 1135.4722 | 333754.4672 | 20.9296 | 902.9913 | 166961.0804 | 10.4701 | 573.973 | 315363.8127 | 315656.3746 | 20.9647 | 1070.3413 | 236572.1971 | 15.7123 | 951.3437 | 157614.2384 | 10.4682 | 815.1976 | 78817.1154 | 5.2347 | 627.9238 | 495743.9908 | 496192.167 | 23.7559 | 1162.1929 | 371914.7063 | 17.806 | 1032.7865 | 247923.3164 | 11.8697 | 858.2873 | 123926.7375 | 5.9332 | 639.346 | 36344.3039 | 36370.2875 | 37.2322 | 1171.8516 | 27277.9783 | 27.9244 | 1022.3175 | 18165.1856 | 18.5957 | 836.9667 | 9079.4907 | 9.2947 | 662.7198 | 4704461.3542 | 4719027.0658 | 13.3264 | 1039.4972 | 4121847.4744 | 11.6399 | 826.7545 | 3531908.2325 | 9.974 | 763.2472 | 2939534.9719 | 8.3011 | 725.8427 | 2349585.5285 | 6.6351 | 680.6354 | 1762956.1394 | 4.9785 | 638.1634 | 1174652.0969 | 3.3172 | 593.3402 | 586438.0302 | 1.6561 | 496.6398 | 3274.1479 | 3251.5305 | 9.6068 | 430.473 | 1629.5968 | 4.8147 | 400.977 | 26307.5293 | 25844.2783 | 189.2106 | 483.6992 | 13169.2759 | 96.4146 | 437.5698 | 168.2488 | 14.6049 | 957.3922 | 168.3909 | 14.6173 | 904.693 | 13256163.0534 | 89.5111 | 1282.2651 | 13232559.9893 | 89.3517 | 1202.3254 | 310.2242 | [5 empty] | 0 | 2 | 0 | [14 empty] | 0 | 2018 |  | #REF! | #REF! | #REF! | #REF! |  | 4 | [5 empty] | TU
ITI | TU |  | 2018 | ITI1010 | Minimum Power | [16 empty] | Blade |  | Managed | 2 | Gold 5115 | 4 | 4 | 2400 | 10 | 2 | 16384 | 1 | 16GB 1Rx8 DDR4 | 2 | Solid State Disk Media | SATA | 3 | 1 | 3000 | Microsoft Windows Server 2012 Datacenter | 6.2.9200 | Oracle Corporation | 1.8.0_171-b11 | Intel_Win_HS18_5 | 10.8545 | 10.4526 | 19.4487 | 10.6536 | 11.7861 | 17.9759 |  | 8.6551 | 16.1715 | 276.3278 | 17.5832 | 82.0761 | 107030.9536 | 106820.3658 | 15.4267 | 1035.5157 | 80324.7929 | 11.6003 | 900.7537 | 53524.6741 | 7.7299 | 732.5711 | 26763.1911 | 3.8651 | 563.6496 | 705255.1021 | 705639.7128 | 11.9584 | 945.0876 | 528953.2225 | 8.9641 | 758.2008 | 352553.2065 | 5.9747 | 554.076 | 176302.6162 | 2.9878 | 403.7496 | 462962.3845 | 466253.7282 | 29.2386 | 1041.5669 | 347219.6048 | 21.774 | 999.1397 | 231520.0566 | 14.5185 | 855.4256 | 115740.8829 | 7.2581 | 526.7182 | 224334.1798 | 224573.5298 | 14.9154 | 960.1488 | 168231.9804 | 11.1734 | 865.724 | 112175.1381 | 7.4503 | 746.4066 | 56117.6536 | 3.7271 | 579.0116 | 350848.2255 | 350797.8394 | 16.795 | 990.9934 | 263086.6313 | 12.5957 | 904.0926 | 175395.7746 | 8.3973 | 772.2512 | 87697.5896 | 4.1987 | 558.6388 | 25642.1076 | 25670.6205 | 26.279 | 992.2231 | 19240.8698 | 19.6969 | 897.1793 | 12820.2897 | 13.1241 | 765.2157 | 6398.6228 | 6.5503 | 625.6017 | 4608041.714 | 4613836.2204 | 13.0293 | 961.8062 | 4036980.3971 | 11.4003 | 832.2087 | 3454740.6749 | 9.7561 | 772.0685 | 2875613.5346 | 8.1206 | 733.8568 | 2299850.1318 | 6.4947 | 690.0166 | 1729682.0372 | 4.8846 | 642.6398 | 1151058.8721 | 3.2505 | 597.832 | 575174.8601 | 1.6243 | 520.6411 | 3263.9681 | 3212.2557 | 9.4908 | 433.5033 | 1628.0428 | 4.8101 | 402.6851 | 27141.7846 | 26600.4877 | 194.747 | 539.0182 | 13548.3748 | 99.1901 | 469.3388 | 169.1218 | 14.6807 | 866.1584 | 170.409 | 14.7924 | 810.9491 | 12642629.1958 | 85.3683 | 1091.8545 | 12623523.955 | 85.2393 | 1038.5397 | 307.0623 | [5 empty] | 0 | 2 | 0 | [14 empty] | 0 | 2018 |  | #REF! | #REF! | #REF! | #REF! |  | 4 | [5 empty] | TU
ITI | TU |  | 2018 | ITI1011 | Typical | [16 empty] | Blade |  | Managed | 2 | Platinum 8153 | 4 | 4 | 2000 | 16 | 2 | 196608 | 12 | 16GB 2Rx8 DDR4 | 1 | Solid State Disk Media | SATA | 3 | 1 | 3000 | Microsoft Windows Server 2012 Datacenter | 6.2.9200 | Oracle Corporation | 1.8.0_171-b11 | Intel_Win_HS18_5 | 15.0292 | 19.4559 | 21.8308 | 11.4377 | 12.273 | 19.1754 |  | 12.9976 | 13.4967 | 217.4309 | 17.569 | 159.3529 | 227627.1345 | 227740.581 | 32.8896 | 1546.662 | 170744.9961 | 24.6585 | 1360.0298 | 113867.847 | 16.4444 | 1148.6554 | 56908.3284 | 8.2185 | 889.1074 | 2186984.7808 | 2187890.5921 | 37.0778 | 1475.1099 | 1640370.6178 | 27.7991 | 1241.6876 | 1093586.7124 | 18.5328 | 1023.9355 | 546723.1522 | 9.2652 | 658.6116 | 691422.3473 | 691124.4774 | 43.3402 | 1481.7992 | 518527.7745 | 32.5167 | 1305.476 | 345815.5654 | 21.686 | 1114.1612 | 172869.1992 | 10.8406 | 676.7752 | 321600.564 | 321710.8313 | 21.3669 | 1229.0471 | 241185.7126 | 16.0187 | 1117.2388 | 160791.308 | 10.6792 | 1008.5273 | 80420.5743 | 5.3412 | 823.7281 | 501738.8357 | 502023.0751 | 24.0351 | 1311.8868 | 376274.5907 | 18.0147 | 1205.3107 | 250837.8217 | 12.0092 | 1046.3083 | 125415.3376 | 6.0044 | 831.7736 | 36655.5876 | 36664.4709 | 37.5334 | 1311.6992 | 27518.1746 | 28.1703 | 1175.2 | 18324.2573 | 18.7585 | 1030.6785 | 9165.048 | 9.3822 | 866.3058 | 11153640.3774 | 11136127.2166 | 31.448 | 1557.8743 | 9758530.8782 | 27.5577 | 1401.8535 | 8362157.1331 | 23.6144 | 1289.5801 | 6977804.3215 | 19.7051 | 1204.4257 | 5576614.3652 | 15.7482 | 1108.5618 | 4181194.1426 | 11.8075 | 1010.751 | 2793008.6297 | 7.8874 | 918.2855 | 1393516.2347 | 3.9352 | 818.6942 | 3252.9743 | 3164.6389 | 9.3501 | 514.5041 | 1634.6772 | 4.8298 | 481.8331 | 26852.1307 | 26653.7381 | 195.1368 | 702.9678 | 13417.2881 | 98.2304 | 576.776 | 260.8664 | 22.6447 | 1346.2891 | 271.29 | 23.5495 | 1283.263 | 40288701.051 | 272.046 | 1675.9463 | 40057058.9036 | 270.4818 | 1697.376 | 369.9984 | [5 empty] | 0 | 8 | 0 | [14 empty] | 0 | 2018 |  | #REF! | #REF! | #REF! | #REF! |  | 4 | [5 empty] | TU
ITI | TB |  | 2018 | ITI944 | High-End | [16 empty] | Blade |  | Managed | 4 | Platinum 8160 | 2 | 2 | 2100 | 24 | 2 | 130732 | 16 | SAMSUNG / M393A1G43EB1-CTD6Q | 3 | Fixed hard disk media | SATA | 2 | 1 | 1600 | Microsoft Windows Server 2012 R2 Standard | 6.3.9600 | Oracle Corporation | 1.8.0_144-b01 | Intel_Win_HS18_5 | 15.7504 | 16.1223 | 21.8541 | 13.0163 | 13.7445 | 20.8589 |  | 13.1923 | 3.7618 | 8.0778 | 17.1383 | 165.9799 | 338209.5449 | 338358.4594 | 48.8647 | 1897.0175 | 253717.6254 | 36.6411 | 1885.7143 | 169111.2158 | 24.4225 | 1713.8968 | 84606.2287 | 12.2186 | 1416.027 | 2977270.9863 | 2977226.4466 | 50.4545 | 1960.4143 | 2233049.3759 | 37.8431 | 1943.2167 | 1488870.9946 | 25.2316 | 1695.9079 | 744308.0285 | 12.6137 | 1392.1587 | 1047659.6941 | 1050282.8916 | 65.8629 | 1830.3944 | 785878.318 | 49.2822 | 1837.9905 | 523864.768 | 32.8514 | 1657.5714 | 261937.8257 | 16.426 | 1376.9738 | 567854.513 | 568753.1677 | 37.7745 | 1839.1889 | 425892.1316 | 28.2862 | 1764.781 | 283885.3861 | 18.8546 | 1551.3865 | 142004.3324 | 9.4314 | 1314.5452 | 869504.2631 | 870295.2974 | 41.6667 | 1864.6278 | 652283.6755 | 31.2291 | 1868.2865 | 434806.1597 | 20.817 | 1645.05 | 217469.86 | 10.4117 | 1378.9754 | 61020.2541 | 61096.1561 | 62.5441 | 1859.7627 | 45725.2978 | 46.8089 | 1846.7611 | 30556.1476 | 31.2803 | 1618.9151 | 15256.7914 | 15.6184 | 1358.8159 | 16574867.2457 | 16601211.8594 | 46.8812 | 1996.6654 | 14498768.2988 | 40.944 | 1974.7195 | 12430472.5098 | 35.1032 | 1959.0329 | 10360916.8052 | 29.2588 | 1861.685 | 8284663.1657 | 23.3956 | 1674.3809 | 6229493.8506 | 17.5919 | 1521.6776 | 4153246.7842 | 11.7286 | 1364.6829 | 2072673.0977 | 5.8532 | 1214.3451 | 1941.4196 | 1940.8237 | 5.7343 | 1080.3341 | 970.6992 | 2.868 | 1075.7325 | 1674.8446 | 1684.8238 | 12.3349 | 1073.5738 | 833.481 | 6.1021 | 1074.4571 | 375.4798 | 32.5937 | 1865.4439 | 369.1639 | 32.0455 | 1906.2611 | 48301270.7951 | 326.1501 | 1941.6825 | 48066660.5204 | 324.566 | 1955.454 | 1059.7606 | [5 empty] | 0 | 2 | 0 | [14 empty] | 0 | 2018 |  | #REF! | #REF! | #REF! | #REF! |  | 2 | [5 empty] | TB
ITI | TB |  | 2018 | ITI945 | Low-End | [16 empty] | Blade |  | Managed | 4 | Bronze 3104 | 2 | 2 | 1700 | 6 | 2 | 32429 | 4 | SAMSUNG / M393A1G43EB1-CTD6Q | 1 | Fixed hard disk media | SATA | 2 | 1 | 800 | Microsoft Windows Server 2012 R2 Standard | 6.3.9600 | Oracle Corporation | 1.8.0_144-b01 | Intel_Win_HS18_5 | 8.5467 | 9.7234 | 8.911 | 4.6253 | 5.0833 | 8.9456 |  | 7.5073 | 3.7632 | 9.7671 | 19.5596 | 39.6681 | 58326.7897 | 58348.4958 | 8.4265 | 582.3017 | 43710.7798 | 6.3126 | 558.657 | 29177.333 | 4.2137 | 534.019 | 14576.2223 | 2.1051 | 509.0314 | 564933.6032 | 564831.7232 | 9.5721 | 581.5322 | 423616.1068 | 7.1789 | 558.5612 | 282490.686 | 4.7873 | 533.557 | 141232.332 | 2.3934 | 508.2545 | 135687.5265 | 138972.7429 | 8.7149 | 561.3628 | 101779.3933 | 6.3825 | 539.8876 | 67796.593 | 4.2515 | 523.7149 | 33901.2693 | 2.1259 | 502.3397 | 64550.9111 | 64540.0896 | 4.2865 | 531.281 | 48421.9143 | 3.216 | 519.4645 | 32263.661 | 2.1428 | 507.1388 | 16150.8638 | 1.0727 | 494.6595 | 100523.9443 | 100520.3547 | 4.8126 | 548.7091 | 75401.0711 | 3.6099 | 532.7579 | 50257.0794 | 2.4061 | 516.162 | 25130.5747 | 1.2032 | 499.1868 | 8184.1434 | 8183.1916 | 8.3771 | 539.0107 | 6139.8133 | 6.2853 | 525.4223 | 4081.4003 | 4.1781 | 510.8388 | 2042.0311 | 2.0904 | 496.3843 | 3039247.011 | 3042774.7428 | 8.5927 | 583.3481 | 2659101.9856 | 7.5092 | 570.7793 | 2277935.2542 | 6.4328 | 557.9108 | 1903001.4505 | 5.374 | 545.3481 | 1526083.7261 | 4.3096 | 533.1286 | 1144081.5195 | 3.2308 | 520.4979 | 757042.7019 | 2.1379 | 507.6838 | 380067.0064 | 1.0733 | 494.9004 | 878.0844 | 865.3359 | 2.5567 | 484.9959 | 439.7019 | 1.2991 | 483.5926 | 915.7572 | 913.1466 | 6.6853 | 484.1347 | 456.7817 | 3.3442 | 484.0802 | 132.4626 | 11.4985 | 599.5667 | 138.116 | 11.9892 | 601 | 3492486.428 | 23.5827 | 584.1496 | 3437619.7924 | 23.2122 | 585.1612 | 481.9951 | [5 empty] | 0 | 2 | 0 | [14 empty] | 0 | 2018 |  | #REF! | #REF! | #REF! | #REF! |  | 2 | [5 empty] | TB
ITI | TB |  | 2018 | ITI946 | Minimum Power | [16 empty] | Blade |  | Managed | 4 | Bronze 3104 | 2 | 2 | 1700 | 6 | 2 | 7853 | 1 | SAMSUNG / M393A1G43EB1-CTD6Q | 1 | Fixed hard disk media | SATA | 2 | 1 | 800 | Microsoft Windows Server 2012 R2 Standard | 6.3.9600 | Oracle Corporation | 1.8.0_144-b01 | Intel_Win_HS18_5 | 4.7144 | 3.687 | 9.0382 | 4.6511 | 5.1439 | 9.0892 |  | 5.0716 | 3.8171 | 9.9126 | 5.0807 | 12.0417 | 30860.5322 | 30853.236 | 4.4557 | 554.3455 | 23152.0701 | 3.3435 | 530.4099 | 15453.0536 | 2.2317 | 513.3322 | 7703.0111 | 1.1124 | 496.0628 | 202722.7978 | 202739.9075 | 3.4358 | 541.5802 | 152013.8304 | 2.5762 | 522.0959 | 101406.1155 | 1.7185 | 507.7653 | 50714.5888 | 0.85945 | 492.743 | 136858.7251 | 139012.2077 | 8.7174 | 557.319 | 102665.0909 | 6.4381 | 536.5719 | 68427.1179 | 4.291 | 519.5083 | 34206.6315 | 2.1451 | 498.3033 | 64377.8961 | 64362.1373 | 4.2747 | 527.3901 | 48287.8919 | 3.2071 | 515.219 | 32200.9402 | 2.1387 | 502.8372 | 16098.4629 | 1.0692 | 490.2777 | 100498.2525 | 100518.8129 | 4.8125 | 543.4521 | 75384.4556 | 3.6091 | 527.1744 | 50262.9422 | 2.4064 | 509.8587 | 25115.6751 | 1.2025 | 491.4413 | 8181.9745 | 8184.8675 | 8.3788 | 531.1975 | 6133.5969 | 6.279 | 517.4744 | 4092.3611 | 4.1893 | 502.7975 | 2040.8571 | 2.0892 | 488.1504 | 1960820.8391 | 1964347.7405 | 5.5472 | 550.2029 | 1716989.4007 | 4.8487 | 537.0485 | 1470670.949 | 4.1531 | 526.8635 | 1227428.1333 | 3.4662 | 517.6593 | 978333.1006 | 2.7628 | 508.8145 | 735276.1525 | 2.0764 | 500.3568 | 490740.0135 | 1.3858 | 491.8344 | 245575.323 | 0.6935 | 483.2979 | 887.6038 | 856.7046 | 2.5312 | 476.9157 | 441.6214 | 1.3048 | 475.2909 | 908.6127 | 912.2953 | 6.6791 | 475.6694 | 454.7966 | 3.3296 | 475.8116 | 31.1348 | 2.7027 | 532.4552 | 31.1866 | 2.7072 | 532.3315 | 996338.7736 | 6.7277 | 558.6975 | 996338.7736 | 6.7277 | 558.6975 | 474.5754 | [5 empty] | 0 | 2 | 0 | [14 empty] | 0 | 2018 |  | #REF! | #REF! | #REF! | #REF! |  | 2 | [5 empty] | TB
ITI | TB |  | 2018 | ITI947 | Typical | [16 empty] | Blade |  | Managed | 4 | Gold 6132 | 2 | 2 | 2600 | 14 | 2 | 65196 | 8 | SAMSUNG / M393A1G43EB1-CTD6Q | 2 | Fixed hard disk media | SATA | 2 | 1 | 800 | Microsoft Windows Server 2012 R2 Standard | 6.3.9600 | Oracle Corporation | 1.8.0_144-b01 | Intel_Win_HS18_5 | 13.416 | 15.8612 | 18.5765 | 10.608 | 11.5886 | 17.5402 |  | 10.9893 | 2.1413 | 4.648 | 17.7382 | 105.6674 | 242456.9139 | 242380.4665 | 35.0038 | 1584.0913 | 181849.7355 | 26.2622 | 1603.2151 | 121224.9456 | 17.5069 | 1422.3921 | 60634.8118 | 8.7567 | 1204.2198 | 2444406.0467 | 2441802.9009 | 41.3808 | 1619.8627 | 1833168.9951 | 31.0664 | 1611.0817 | 1222122.994 | 20.7111 | 1407.8087 | 611155.9688 | 10.3572 | 1185.9008 | 761835.3694 | 746340.419 | 46.8027 | 1553.1238 | 571419.6728 | 35.8335 | 1573.6484 | 380918.1863 | 23.8872 | 1395.3802 | 190518.9928 | 11.9474 | 1178.5254 | 393409.9209 | 392832.8827 | 26.0905 | 1554.5095 | 295073.7496 | 19.5977 | 1495.7444 | 196759.2167 | 13.068 | 1304.7667 | 98366.875 | 6.5332 | 1136.3317 | 615632.4415 | 616614.5043 | 29.5214 | 1567.3929 | 461701.8548 | 22.1047 | 1559.5992 | 307895.3604 | 14.741 | 1373.9524 | 153880.8214 | 7.3673 | 1169.9389 | 43261.4832 | 43204.2803 | 44.2282 | 1561.8024 | 32424.5248 | 33.1929 | 1549.4802 | 21636.0445 | 22.1488 | 1359.3222 | 10806.5948 | 11.0627 | 1155.2746 | 11377003.3789 | 11421766.7325 | 32.2546 | 1619.2073 | 9967705.9808 | 28.1484 | 1610.9976 | 8536978.082 | 24.1081 | 1573.8159 | 7109584.5111 | 20.0772 | 1494.9931 | 5691855.5187 | 16.0736 | 1382.7728 | 4261031.5299 | 12.033 | 1265.0561 | 2847036.1949 | 8.0399 | 1155.8341 | 1426733.1338 | 4.029 | 1043.1431 | 970.0727 | 968.5026 | 2.8615 | 948.3373 | 486.5888 | 1.4377 | 946.0516 | 837.1027 | 858.1862 | 6.2829 | 945.8714 | 420.2066 | 3.0764 | 945.9048 | 319.3958 | 27.7253 | 1564.402 | 320.2488 | 27.7994 | 1565.8346 | 25524752.4244 | 172.3537 | 1599.1302 | 25091199.5861 | 169.4262 | 1603.3913 | 941.4667 | [5 empty] | 0 | 2 | 0 | [14 empty] | 0 | 2018 |  | #REF! | #REF! | #REF! | #REF! |  | 2 | [5 empty] | TB
ITI | TT |  | 2018 | ITI1004 | High-End | [16 empty] | Blade |  | Managed | 4 | Platinum 8180 | 2 | 2 | 2494 | 28 | 2 | 391874 | 12 | Hynix 32GB 2Rx4 PC4-2666V-RB2-11 | 2 | SSD | SAS | 3 | 1 | 3000 | Microsoft Windows Server 2012 Datacenter | 6.2.9200 | Oracle Corporation | 1.8.0_171-b11 | Intel_Win_HS18_5 | 14.1623 | 19.0409 | 20.5842 | 12.0481 | 12.5782 | 19.4048 |  | 11.8073 | 45.807 | 879.7006 | 16.8 | 236.7406 | 360756.5964 | 349110.7788 | 50.4175 | 2360.5095 | 270618.7061 | 39.0819 | 2318.5794 | 180379.4165 | 26.0498 | 2040.7857 | 90174.4175 | 13.0227 | 1487.6754 | 3900846.8665 | 3825877.622 | 64.8365 | 2470.6873 | 2925682.8385 | 49.581 | 2378.2008 | 1950403.6235 | 33.0531 | 1927.7825 | 975227.6184 | 16.527 | 1179.4159 | 1131423.2761 | 1088493.5202 | 68.259 | 2239.4135 | 848103.0845 | 53.1842 | 2213.7452 | 565738.8204 | 35.4773 | 1930.1087 | 282846.4028 | 17.7372 | 1329.8325 | 634726.9152 | 621254.0357 | 41.2614 | 2240.2905 | 475937.9246 | 31.6101 | 2186.8968 | 317353.0749 | 21.0774 | 1911.9706 | 158716.8663 | 10.5414 | 1468.2357 | 926336.944 | 908051.1723 | 43.4743 | 2267.3651 | 694654.9946 | 33.2577 | 2215.9881 | 463180.3401 | 22.1755 | 1980.2873 | 231571.6512 | 11.0868 | 1427.2921 | 67694.9115 | 66334.6055 | 67.9066 | 2236.4349 | 50803.2776 | 52.0072 | 2176.1317 | 33846.3725 | 34.6485 | 1978.1643 | 16918.2459 | 17.3192 | 1552.5643 | 17446952.665 | 17092759.051 | 48.2693 | 2416.1309 | 15273900.6875 | 43.1329 | 2361.2943 | 13088111.1732 | 36.9603 | 2298.972 | 10915516.8044 | 30.825 | 2224.9228 | 8715833.6486 | 24.6132 | 2034.3333 | 6541439.3121 | 18.4728 | 1802.5028 | 4358147.0218 | 12.3072 | 1598.3081 | 2184904.6054 | 6.1701 | 1267.6126 | 13259.3504 | 13054.9564 | 38.5716 | 606.431 | 6633.8074 | 19.6 | 594.127 | 111099.4108 | 113330.6301 | 829.714 | 702.2968 | 55583.118 | 406.934 | 621.2437 | 536.6428 | 46.5836 | 2781.8627 | 527.0781 | 45.7533 | 2714.5613 | 89657686.8342 | 605.4058 | 2446.4952 | 82611545.6688 | 557.8273 | 2356.281 | 399.2879 | [5 empty] | 0 | 0 | 4 | [14 empty] | 0 | 2018 |  | #REF! | #REF! | #REF! | #REF! |  | 2 | [5 empty] | TT
ITI | TT |  | 2018 | ITI1005 | Low-End | [16 empty] | Blade |  | Managed | 4 | Gold 5120T | 2 | 2 | 2195 | 14 | 2 | 65218 | 2 | Hynix 32GB 2Rx4 PC4-2666V-RB2-11 | 1 | SSD | SATA | 3 | 1 | 3000 | Microsoft Windows Server 2012 Datacenter | 6.2.9200 | Oracle Corporation | 1.8.0_171-b11 | Intel_Win_HS18_5 | 10.4722 | 9.2306 | 20.9844 | 12.7995 | 13.6107 | 20.9593 |  | 8.1552 | 29.807 | 572.4153 | 6.9881 | 61.9908 | 111610.6185 | 111612.4476 | 16.1187 | 1244.9694 | 83724.8132 | 12.0913 | 1020.1843 | 55835.1073 | 8.0635 | 776.7678 | 27896.7659 | 4.0288 | 533.6025 | 711935.6475 | 711985.5641 | 12.0659 | 1143.5587 | 533977.1589 | 9.0492 | 854.0868 | 355872.4048 | 6.0309 | 620.2636 | 177913.2833 | 3.0151 | 451.4413 | 668249.3737 | 667136.61 | 41.8359 | 1645.3488 | 501193.6084 | 31.4297 | 1502.1281 | 334141.1089 | 20.9539 | 1015.8388 | 167062.2739 | 10.4764 | 592.9124 | 315339.758 | 315294.083 | 20.9407 | 1179.8909 | 236487.2748 | 15.7066 | 1028.5463 | 157675.7154 | 10.4722 | 850.7207 | 78826.0397 | 5.2353 | 650.7843 | 496293.9691 | 496304.8881 | 23.7613 | 1261.781 | 372228.0174 | 17.821 | 1146.2107 | 248105.0891 | 11.8784 | 914.2595 | 124080.307 | 5.9405 | 658.4769 | 36307.0753 | 36355.5834 | 37.2172 | 1299.4479 | 27235.7415 | 27.8812 | 1123.5554 | 18170.4149 | 18.601 | 908.776 | 9073.6728 | 9.2887 | 700.2182 | 4681199.3882 | 4692570.1378 | 13.2516 | 1170.3697 | 4091975.0835 | 11.5556 | 908.7373 | 3515088.2127 | 9.9265 | 836.1531 | 2922947.7018 | 8.2543 | 783.4672 | 2343639.3867 | 6.6183 | 734.1079 | 1756804.9349 | 4.9612 | 679.2162 | 1167924.9177 | 3.2982 | 628.2195 | 585662.2478 | 1.6539 | 526.266 | 6560.0661 | 6494.3519 | 19.1879 | 473.5182 | 3282.8282 | 9.6993 | 442.381 | 54903.6446 | 55139.149 | 403.6836 | 514.9669 | 27426.703 | 200.7958 | 480.3901 | 84.5684 | 7.341 | 1119.8859 | 84.9414 | 7.3734 | 989.773 | 13896294.5573 | 93.8335 | 1444.319 | 12680090.0826 | 85.6212 | 1381.1926 | 350.1295 | [5 empty] | 0 | 0 | 4 | [14 empty] | 0 | 2018 |  | #REF! | #REF! | #REF! | #REF! |  | 2 | [5 empty] | TT
ITI | TT |  | 2018 | ITI1006 | Minimum Power | [16 empty] | Blade |  | Managed | 4 | Gold 5115 | 2 | 2 | 2394 | 10 | 2 | 65218 | 2 | Hynix 32GB 2Rx4 PC4-2666V-RB2-11 | 1 | SSD | SATA | 3 | 1 | 3000 | Microsoft Windows Server 2012 Datacenter | 6.2.9200 | Oracle Corporation | 1.8.0_171-b11 | Intel_Win_HS18_5 | 8.2145 | 9.0618 | 14.7846 | 9.485 | 9.8405 | 13.0727 |  | 7.27 | 31.1372 | 575.1167 | 7.0116 | 56.7135 | 110994.0759 | 110657.5291 | 15.9808 | 1429.995 | 83277.1457 | 12.0266 | 1326.8074 | 55504.8942 | 8.0158 | 1096.9264 | 27735.7625 | 4.0055 | 651.1901 | 721898.6818 | 722137.2264 | 12.2379 | 1282.8149 | 541460.7212 | 9.176 | 953.8926 | 361005.5937 | 6.1179 | 595.5992 | 180439.519 | 3.0579 | 427.4769 | 500952.7846 | 516884.1808 | 32.4136 | 1460.6587 | 375787.0399 | 23.5655 | 1408.4818 | 250470.6596 | 15.7069 | 1222.1091 | 125254.5511 | 7.8547 | 784.4653 | 244097.2554 | 244273.1022 | 16.2237 | 1343.5843 | 183064.0751 | 12.1585 | 1190.3182 | 122000.7905 | 8.1028 | 837.8413 | 61004.2241 | 4.0517 | 597.1207 | 381058.3301 | 381300.4819 | 18.2553 | 1412.8083 | 285807.97 | 13.6835 | 1274.2959 | 190587.2725 | 9.1247 | 1029.9141 | 95293.8483 | 4.5623 | 598.0975 | 27421.8193 | 27910.3524 | 28.5718 | 1431.4752 | 20566.759 | 21.0542 | 1320.357 | 13716.7285 | 14.0418 | 1140.8661 | 6861.9546 | 7.0246 | 942.219 | 4615146.547 | 4622958.2755 | 13.0551 | 1345.2855 | 4035462.8916 | 11.396 | 1177.1473 | 3454366.7066 | 9.755 | 960.8606 | 2883542.2747 | 8.143 | 842.1755 | 2305373.5089 | 6.5103 | 788.5701 | 1729625.0112 | 4.8844 | 740.1166 | 1155105.4443 | 3.262 | 667.6058 | 576671.4182 | 1.6285 | 512.3519 | 6525.6105 | 6448.3648 | 19.0521 | 452.5314 | 3262.9026 | 9.6404 | 418.6314 | 55480.5592 | 55840.2354 | 408.8164 | 529.8975 | 27741.4754 | 203.1003 | 473.7347 | 84.5598 | 7.3403 | 1125.4695 | 85.1983 | 7.3957 | 981.1318 | 13471492.3226 | 90.9651 | 1389.4934 | 12971190.4856 | 87.5868 | 1544.3746 | 328.318 | [5 empty] | 0 | 0 | 4 | [14 empty] | 0 | 2018 |  | #REF! | #REF! | #REF! | #REF! |  | 2 | [5 empty] | TT
ITI | TT |  | 2018 | ITI1007 | Typical | [16 empty] | Blade |  | Managed | 4 | Platinum 8153 | 2 | 2 | 1995 | 16 | 2 | 196608 | 6 | Hynix 32GB 2Rx4 PC4-2666V-RB2-11 | 1 | SSD | SAS | 3 | 1 | 3000 | Microsoft Windows Server 2012 Datacenter | 6.2.9200 | Oracle Corporation | 1.8.0_171-b11 | Intel_Win_HS18_5 | 11.1146 | 13.7221 | 15.3979 | 8.0031 | 8.6354 | 13.4541 |  | 8.8223 | 24.5407 | 407.9722 | 13.8316 | 127.635 | 230251.5865 | 230025.6793 | 33.2196 | 1935.5926 | 172674.4379 | 24.9371 | 1788.7752 | 115154.7618 | 16.6303 | 1605.7017 | 57592.4098 | 8.3173 | 1350.5752 | 2234415.8386 | 2231701.2569 | 37.8202 | 1926.0496 | 1675741.3339 | 28.3985 | 1753.5512 | 1117228.4809 | 18.9335 | 1531.676 | 558581.9901 | 9.4662 | 1049.5174 | 682648.7426 | 675535.121 | 42.3626 | 1802.0595 | 512005.9913 | 32.1077 | 1733.9157 | 341346.5412 | 21.4057 | 1552.6876 | 170675.8195 | 10.703 | 1142.6289 | 321176.4622 | 321544.5394 | 21.3558 | 1639.3008 | 240910.6765 | 16.0004 | 1562.2917 | 160617.5751 | 10.6676 | 1457.0488 | 80270.1784 | 5.3313 | 1269.4769 | 498708.6079 | 495895.2391 | 23.7417 | 1705.6 | 374120.0258 | 17.9116 | 1643.1017 | 249368.2598 | 11.9389 | 1515.0512 | 124727.7506 | 5.9715 | 1284.1033 | 36271.1163 | 36110.7907 | 36.9666 | 1695.0645 | 27204.4608 | 27.8492 | 1612.4174 | 18129.7092 | 18.5594 | 1486.3008 | 9072.5908 | 9.2876 | 1333.2025 | 10307503.6799 | 10400225.6976 | 29.3698 | 1900.3838 | 9016929.1633 | 25.4635 | 1802.3722 | 7725983.0255 | 21.8179 | 1725.0112 | 6438311.3879 | 18.1816 | 1646.812 | 5150595.5955 | 14.5451 | 1558.0282 | 3868010.1403 | 10.9231 | 1466.9257 | 2574900.0854 | 7.2714 | 1374.6564 | 1289520.0911 | 3.6416 | 1112.4017 | 6592.1448 | 6485.7446 | 19.1625 | 573.4231 | 3291.0345 | 9.7236 | 539.5471 | 54491.4575 | 54640.7065 | 400.0345 | 794.4744 | 27269.3349 | 199.6437 | 603.9653 | 274.9628 | 23.8683 | 1652.6196 | 275.9083 | 23.9504 | 1808.0621 | 38528225.742 | 260.1585 | 1921.3322 | 34728886.2679 | 234.5038 | 1837.3 | 392.3115 | [5 empty] | 0 | 0 | 4 | [14 empty] | 0 | 2018 |  | #REF! | #REF! | #REF! | #REF! |  | 2 | [5 empty] | TT
ITI | GG4 |  | 2019 | ITI1051 | Low-End | [16 empty] | Blade |  | Managed | 4 | Silver 4112 | 2 | 2 | 2600 | 4 | 2 | 94500 | 12 | 16 GB | 2 | HDD | SATA | 2 | Redundant | 1600 | [5 empty] | 8.891 | 14.721 | 12.136 | 6.342 | 6.906 | 10.7 |  | 20.502 | 15.828 | 7.119 | 29.79 | 74.819 |  | 17580.1033 | 2.5387 | 187.2363 | 13186.5 | 1.9042 | 174.146 | 8795.75 | 1.2703 | 157.487 | 4397.8083 | 0.635 | 121.5703 |  | 260964.5 | 4.4225 | 196.6718 | 195506 | 3.3133 | 183.8525 | 130316.5 | 2.2085 | 164.4638 | 65165.5 | 1.1042 | 127.963 |  | 55742.5632 | 3.4955 | 188.917 | 41716.25 | 2.616 | 176.9685 | 27822.75 | 1.7448 | 161.896 | 13905.25 | 0.872 | 118.5058 |  | 25382 | 1.6858 | 167.4235 | 19052 | 1.2652 | 159.8798 | 12693.75 | 0.843 | 148.2815 | 6353.25 | 0.422 | 118.1492 |  | 39500.75 | 1.8913 | 173.5315 | 29642.75 | 1.4192 | 165.6113 | 19743.75 | 0.94525 | 151.8355 | 9852 | 0.47175 | 120.5765 |  | 2894 | 2.9625 | 173.667 | 2181.75 | 2.2335 | 163.9048 | 1444.5 | 1.4788 | 150.9797 | 723.75 | 0.741 | 128.663 |  | 836535.5 | 2.3622 | 186.666 | 731431 | 2.0655 | 179.9555 | 628486.25 | 1.7748 | 172.6947 | 521999.25 | 1.474 | 165.1343 | 418191 | 1.181 | 157.1037 | 313126.25 | 0.88425 | 147.622 | 210013 | 0.593 | 136.2732 | 103245 | 0.2915 | 115.506 |  | 901.2943 | 2.6405 | 97.0258 | 456.3313 | 1.3482 | 88.0337 |  | 254.886 | 1.866 | 84.3065 | 126.3538 | 0.925 | 81.726 | 71.1462 | 6.176 | 204.9125 | 69.2027 | 6.0072 | 204.0178 | 632230 | 4.269 | 194.7717 | 2162696.8772 | 14.6035 | 195.1838 | 57.675 | [5 empty] | 2 | 2 | [15 empty] | 0 | 2019 |  | #REF! | #REF! | #REF! | #REF! |  | 2 | [5 empty] | GG4
ITI | GG4 |  | 2019 | ITI1052 | High-End | [16 empty] | Blade |  | Managed | 4 | Platinum 8280 | 2 | 2 | 2600 | 28 | 2 | 382600 | 12 | 16 GB | 2 | HDD | SAS | 2 | Redundant | 2000 | [5 empty] | 18.527 | 25.405 | 27.919 | 16.944 | 16.92 | 26.649 |  | 5.087 | 15.984 | 14.56 | 20.976 | 289.391 |  | 116823.25 | 16.8712 | 669.4338 | 87637.5 | 12.6562 | 644.2075 | 58410.75 | 8.4355 | 485.839 | 29185 | 4.2148 | 307.523 |  | 1168070 | 19.795 | 666.0372 | 876380 | 14.8517 | 571.934 | 584472.75 | 9.905 | 394.5885 | 292268.5 | 4.953 | 230.338 |  | 385848 | 24.1965 | 619.1277 | 288953.75 | 18.1202 | 613.0602 | 192696 | 12.084 | 478.065 | 96313.25 | 6.0397 | 290.2652 |  | 201881.25 | 13.4083 | 619.7252 | 151202.25 | 10.0422 | 534.8065 | 100814.5 | 6.6958 | 410.7842 | 50392 | 3.3468 | 268.8845 |  | 300454.5 | 14.3848 | 625.618 | 225121.25 | 10.778 | 594.8615 | 150122 | 7.1872 | 460.6332 | 75048.75 | 3.593 | 284.9787 |  | 21972.25 | 22.4925 | 622.0243 | 16476.75 | 16.8675 | 568.748 | 10967.5 | 11.2275 | 450.1807 | 5475.25 | 5.605 | 297.2513 |  | 4842537.75 | 13.6753 | 660.5695 | 4237394 | 11.9663 | 640.2337 | 3629420.25 | 10.2492 | 578.6535 | 3022894.5 | 8.5365 | 517.0735 | 2417960.25 | 6.8282 | 433.5027 | 1813559.75 | 5.1215 | 286.599 | 1209146.25 | 3.4152 | 298.7987 | 605466.25 | 1.7098 | 239.3325 |  | 247.3195 | 0.73075 | 105.0145 | 123.4762 | 0.36475 | 98.0807 |  | 299.982 | 2.1963 | 102.4125 | 161.608 | 1.1832 | 99.308 | 145.2202 | 12.606 | 598.6342 | 144.4152 | 12.536 | 599.9735 | 4200917.25 | 28.3663 | 648.805 | 28543951.5 | 192.7405 | 666.0217 | 92.1 | [5 empty] | 4 | 4 | [15 empty] | 0 | 2019 |  | #REF! | #REF! | #REF! | #REF! |  | 2 | [5 empty] | GG4
ITI | GG4 |  | 2019 | ITI1053 | Typical | [16 empty] | Blade |  | Managed | 4 | Gold 6230 | 2 | 2 | 2100 | 20 | 2 | 191000 | 12 | 16 GB | 2 | HDD | SATA | 2 | Redundant | 2000 | [5 empty] | 18.211 | 29.96 | 25.842 | 15.235 | 16.108 | 25.049 |  | 18.257 | 14.26 | 14.277 | 29.783 | 220.596 |  | 71556.5 | 10.334 | 373.0875 | 53624.25 | 7.7443 | 366.9015 | 35755.75 | 5.1638 | 310.212 | 17874 | 2.5812 | 228.4243 |  | 974224.25 | 16.51 | 388.925 | 729712.25 | 12.3663 | 380.8243 | 486624.75 | 8.2468 | 314.6765 | 243183 | 4.1212 | 184.7798 |  | 224842.5 | 14.0998 | 356.2808 | 169452.75 | 10.6263 | 355.0587 | 112968.25 | 7.0842 | 310.0663 | 56478.25 | 3.5417 | 214.904 |  | 119797.75 | 7.9565 | 353.3702 | 89899.75 | 5.9707 | 325.804 | 59874.5 | 3.7268 | 281.8297 | 29941 | 1.9885 | 214.9323 |  | 183074.75 | 8.765 | 357.863 | 136596.75 | 6.5397 | 347.9033 | 91006.25 | 4.357 | 218.4058 | 45508.5 | 2.1787 | 218.4058 |  | 13340.5 | 13.6565 | 357.6492 | 9928 | 10.1632 | 339.0652 | 6626.5 | 6.7835 | 291.6452 | 3298 | 3.3763 | 228.2912 |  | 3228392.75 | 9.1167 | 378.0808 | 2823587.5 | 7.9737 | 373.203 | 2424998.5743 | 6.848 | 354.9232 | 2016707.25 | 5.695 | 328.9647 | 1617563 | 4.568 | 303.7895 | 1214783.5 | 3.4305 | 273.9035 | 809215 | 2.2853 | 239.5615 | 403489.25 | 1.1395 | 204.018 |  | 895.8882 | 2.647 | 108.9742 | 448.1275 | 1.324 | 96.4898 |  | 248.5197 | 1.8195 | 92.348 | 124.327 | 0.91025 | 88.1857 | 133.2047 | 11.563 | 383.4762 | 131.9275 | 11.452 | 389.2815 | 2572304.75 | 17.3693 | 369.7677 | 12241546.75 | 82.66 | 374.7125 | 83.725 | [5 empty] | 4 | 4 | [15 empty] | 0 | 2019 |  | #REF! | #REF! | #REF! | #REF! |  | 2 | [5 empty] | GG4
ITI | JKV |  | 2018 | ITI1054 | Typical | [16 empty] | Blade |  | Managed | 2 | Gold 6230 | 4 | 4 | 2100 | 20 | 2 | 382500 | 24 | 16 GB | 2 | SSD | SATA | 3 | Redundant | 3000 | [5 empty] | 13.613 | 23.27 | 19.324 | 11.613 | 11.729 | 18.582 |  | 5.22 | 14.928 | 12.219 | 27.146 | 242.81 |  | 150855.2795 | 21.786 | 991.3 | 109231.938 | 15.775 | 962.5 | 72848.4275 | 10.5205 | 839.9485 | 36488.9475 | 5.2695 | 692.8 |  | 2007156.6135 | 34.015 | 975.3485 | 1508674 | 25.567 | 985.5445 | 1005415 | 17.0385 | 852.7095 | 502776.5 | 8.5205 | 525.329 |  | 481544.5 | 30.196 | 952.727 | 348699.5 | 21.867 | 939.5 | 232314 | 14.5685 | 832.068 | 116138.5 | 7.283 | 674.789 |  | 244855.5 | 16.2625 | 929.686 | 183612.5 | 12.195 | 870.464 | 122400.5 | 8.1295 | 758.7555 | 61226 | 4.0665 | 586.939 |  | 373290.5 | 17.872 | 955.6015 | 274947 | 13.1635 | 917.0875 | 183237.5 | 8.773 | 672.3445 | 91613 | 4.386 | 672.3445 |  | 27185.5 | 27.8295 | 955.3375 | 20478 | 20.9635 | 902.453 | 13636.5 | 13.9595 | 803.8945 | 6826.5 | 6.9885 | 688.8305 |  | 7659243 | 21.6295 | 1001.8095 | 6712820 | 18.957 | 991.795 | 5755488.5 | 16.2535 | 956.5675 | 4805762.5 | 13.5715 | 901.8395 | 3839634 | 10.843 | 847.1655 | 2872921.5 | 8.113 | 784.164 | 1913754.5 | 5.4045 | 714.218 | 959249 | 2.709 | 576.4055 |  | 487.496 | 1.4405 | 211.844 | 244.0175 | 0.721 | 179.9085 |  | 550.0195 | 4.027 | 100.665 | 276.5835 | 2.025 | 182.478 | 263.808 | 22.9 | 804.9705 | 263.5575 | 22.878 | 883.1905 | 5117709.5 | 34.557 | 972.739 | 35548981.5 | 240.0415 | 988.597 | 154.3 | [5 empty] | 4 | [16 empty] | 0 | 2018 |  | #REF! | #REF! | #REF! | #REF! |  | 4 | [5 empty] | JKV
ITI | JKV |  | 2018 | ITI1055 | Low-End | [16 empty] | Blade |  | Managed | 2 | Gold 5112 | 4 | 4 | 3600 | 4 | 2 | 384000 | 48 | 8 GB | 2 | HDD | SATA | 3 | Redundant | 3000 | [5 empty] | 4.782 | 8.324 | 7.075 | 3.602 | 3.944 | 6.01 |  | 5.468 | 15.996 | 4.623 | 22.772 | 63.981 |  | 41728.3765 | 6.0265 | 799.395 | 31293.5 | 4.5195 | 763.7595 | 20830.5 | 3.0085 | 693.6 | 10435.5 | 1.507 | 557.429 |  | 625499 | 10.6 | 825.1825 | 475616.5 | 8.105 | 794.116 | 317157 | 5.375 | 713.545 | 158597.5 | 2.6875 | 549.9405 |  | 140973.5 | 8.8405 | 781.6 | 106842 | 6.7 | 790.5645 | 71238.5 | 4.4675 | 710.4 | 35630 | 2.2345 | 537.437 |  | 64886.5 | 4.3095 | 756.087 | 48685 | 3.2335 | 720.3385 | 32461 | 2.156 | 669.574 | 16216.5 | 1.077 | 527.2 |  | 100788.5 | 4.8255 | 780.758 | 75665.5475 | 3.6225 | 743.9 | 50432 | 2.4145 | 682.826 | 25219.5 | 1.2075 | 531.3175 |  | 7328.5 | 7.502 | 770.1435 | 5524.5 | 5.6555 | 770.1435 | 3690 | 3.7775 | 680.324 | 1839.5 | 1.8835 | 598.5 |  | 2394421 | 6.762 | 800.556 | 2118430.5 | 5.9825 | 783.814 | 1816147 | 5.1285 | 767.5535 | 1515085 | 4.2785 | 736.573 | 1211011 | 3.42 | 701.8285 | 906673 | 2.5605 | 664.6605 | 602030 | 1.7 | 622.113 | 302956 | 0.8555 | 526.162 |  | 487.332 | 1.44 | 200.8215 | 244.955 | 0.7235 | 173.5345 |  | 554.712 | 4.061 | 187.354 | 277.7875 | 2.0335 | 172.2945 | 158.771 | 13.782 | 598.3725 | 157.3475 | 13.6585 | 606.675 | 1510319 | 10.1985 | 639.397 | 7263179 | 49.044 | 766.5355 | 153.35 | [5 empty] | 4 | [16 empty] | 0 | 2018 |  | #REF! | #REF! | #REF! | #REF! |  | 4 | [5 empty] | JKV
ITI | JKV |  | 2018 | ITI1056 | High-End | [16 empty] | Blade |  | Managed | 2 | Platinum 8280 | 4 | 4 | 2600 | 28 | 2 | 1536000 | 48 | 32 | 2 | HDD | SATA | 3 | Redundant | 3000 | [5 empty] | 14.582 | 18.555 | 21.183 | 12.519 | 13.112 | 20.148 |  | 4.465 | 13.028 | 11.998 | 17.245 | 324.571 |  | 181292 | 26.1815 | 1174.5355 | 138653.5 | 20.024 | 1141.776 | 92861.5 | 13.411 | 1008.7385 | 46397.5 | 6.7005 | 770.329 |  | 1884037 | 31.9285 | 1220.913 | 1434921 | 24.3175 | 1179.447 | 956231.5 | 16.205 | 937.566 | 478190 | 8.104 | 637.1965 |  | 582687 | 36.54 | 1125.666 | 418998 | 26.275 | 1089.7485 | 279979.5 | 17.5575 | 945.65 | 139966 | 8.777 | 633.4405 |  | 316721.5 | 21.0355 | 1088.4435 | 242485.4157 | 16.105 | 1090.9195 | 162299 | 10.7795 | 728.3 | 81154.5 | 5.39 | 728.3 |  | 481134.5 | 23.035 | 1126.313 | 353809 | 16.939 | 1068.7 | 235683.5 | 11.2835 | 958.9595 | 117827.5 | 5.641 | 727.9675 |  | 33771.695 | 34.572 | 1111.5885 | 25892 | 26.506 | 1054.184 | 17185.5 | 17.593 | 960.3385 | 8597.5 | 8.8015 | 765.1615 | = | 8603580.5 | 24.296 | 1182.3345 | 7608989.5 | 21.4875 | 1146.558 | 6524676.5 | 18.4255 | 1089.422 | 5437915 | 15.3565 | 1077.2865 | 4357090 | 12.3045 | 986.334 | 3259328 | 9.204 | 879.431 | 2176301.5 | 6.146 | 784.464 | 1087302.5 | 3.0705 | 678.882 |  | 485.33 | 1.434 | 240.427 | 237.8015 | 0.7025 | 210.223 |  | 552.713 | 4.0465 | 226.468 | 275.0595 | 2.014 | 212.005 | 271.151 | 23.5375 | 1360.316 | 261.458 | 22.696 | 1320.446 | 5543626 | 37.433 | 1186.8775 | 56345004 | 380.465 | 1172.2065 | 188.85 | [5 empty] | 8 | [16 empty] | 0 | 2018 |  | #REF! | #REF! | #REF! | #REF! |  | 4 | [5 empty] | JKV
ITI | LRS |  | 2019 | ITI1063 | High-End | [16 empty] | Rack |  | Managed | 1 | EPYC 7601 | 2 | 2 | 2200 | 32 | 2 | 447000 | 16 | 16 x Hynix/HMA4GR7AFR4N-VK | 2 | HDD 7.2Krpm 1TB | SATA | 2 | Redundant | 750 | Microsoft Corporation Microsoft Windows | 10.0.14393 | Oracle Corporation | 1.8.0_121-b13 |  | 21.223 | 29.481 | 29.422 | 24.471 | 26.389 | 39.416 |  | 4.688 | 9.797 | 14.785 | 32.908 | 354.503 | 86635.72 | 86428.482 | 12.482 | 424.328 | 64912.29 | 9.374 | 364.114 | 43396.497 | 6.267 | 303.289 | 21661.194 | 3.128 | 241.308 | 1065732.453 | 1065537.245 | 18.057 | 444.181 | 799754.092 | 13.553 | 389.361 | 533033.91 | 9.033 | 309.347 | 266467.25 | 4.516 | 247.035 | 277982.753 | 275259.178 | 17.261 | 437.186 | 208485.788 | 13.074 | 372.753 | 138976.019 | 8.715 | 301.206 | 69542.193 | 4.361 | 233.199 | 175110.119 | 175185.066 | 11.635 | 315.689 | 131361.608 | 8.725 | 288.594 | 87564.972 | 5.816 | 248.539 | 43814.517 | 2.91 | 211.569 | 281018.057 | 281056.206 | 13.456 | 346.514 | 210790.107 | 10.092 | 314.047 | 140562.796 | 6.73 | 266.619 | 70244.749 | 3.363 | 218.428 | 19429.26 | 19438.406 | 19.899 | 342.989 | 14577.622 | 14.923 | 310.742 | 9687.934 | 9.918 | 264.025 | 4872.327 | 4.988 | 216.274 | 3340746.892 | 3369660.516 | 9.516 | 415.871 | 2927946.978 | 8.268 | 377.258 | 2505783.749 | 7.076 | 351.202 | 2098711.576 | 5.927 | 324.21 | 1677351.711 | 4.737 | 295.028 | 1253289.506 | 3.539 | 262.906 | 829164.588 | 2.342 | 232.441 | 418682.275 | 1.182 | 208.234 | 401.224 | 408.122 | 1.206 | 181.15 | 201.806 | 0.596 | 180.616 | 340.472 | 342.03 | 2.504 | 180.209 | 169.725 | 1.243 | 179.88 | 149.086 | 12.942 | 392.918 | 149.524 | 12.98 | 394.755 | 3095825.466 | 20.904 | 431.272 | 23007192.13 | 155.354 | 438.231 | 177.8 | [5 empty] | 4 | 4 | [15 empty] | 0 | 2019 |  | #REF! | #REF! | #REF! | #REF! |  | 2 | [5 empty] | LRS
ITI | LRS |  | 2019 | ITI1064 | Low-End | [16 empty] | Rack |  | Managed | 1 | EPYC 7251 | 2 | 2 | 2100 | 8 | 2 | 127000 | 16 | 16 x Hynix / HMA81GR7MFR8N-VK | 2 | HDD 7.2Krpm 1TB | SATA | 2 | Redundant | 750 | Microsoft Corporation Microsoft Windows | 10.0.14393 | Oracle Corporation | 1.8.0_121-b13 |  | 9.207 | 15.163 | 11.355 | 8.05 | 9.135 | 13.672 |  | 5.034 | 10.485 | 6.872 | 51.424 | 87.567 | 23491.977 | 23504.821 | 3.394 | 224.539 | 17637.395 | 2.547 | 213.017 | 11724.156 | 1.693 | 198.508 | 5856.321 | 0.846 | 181.474 | 345017.306 | 344997.571 | 5.847 | 237.828 | 258804.422 | 4.386 | 224.155 | 172475.476 | 2.923 | 208.413 | 86275.751 | 1.462 | 186.586 | 65494.633 | 65712.633 | 4.121 | 222.547 | 49154.857 | 3.082 | 209.465 | 32749.955 | 2.054 | 193.774 | 16387.027 | 1.028 | 178.541 | 40978.126 | 40974.325 | 2.721 | 198.261 | 30729.147 | 2.041 | 192.357 | 20480.712 | 1.36 | 184.072 | 10251.717 | 0.681 | 174.466 | 65992.089 | 65985.945 | 3.159 | 204.547 | 49550.862 | 2.372 | 197.536 | 33036.22 | 1.582 | 188.151 | 16505.793 | 0.79 | 176.937 | 4582.523 | 4588.272 | 4.697 | 202.703 | 3427.299 | 3.509 | 195.578 | 2298.06 | 2.353 | 185.762 | 1136.913 | 1.164 | 175.362 | 1042830.028 | 1060675.019 | 2.995 | 230.21 | 915241.711 | 2.585 | 220.502 | 782684.825 | 2.21 | 215.149 | 654024.626 | 1.847 | 207.855 | 521083.621 | 1.472 | 200.407 | 388943.182 | 1.098 | 192.42 | 260361.475 | 0.735 | 183.616 | 131451.085 | 0.371 | 174.416 | 404.314 | 410.205 | 1.212 | 169.07 | 201.295 | 0.595 | 168.223 | 341.751 | 343.152 | 2.512 | 168.324 | 169.111 | 1.238 | 168.084 | 166.402 | 14.445 | 281.645 | 167.184 | 14.512 | 281.455 | 722946.703 | 4.882 | 224.425 | 2907802.802 | 19.635 | 224.225 | 164.3 | [5 empty] | 4 | [16 empty] | 0 | 2019 |  | #REF! | #REF! | #REF! | #REF! |  | 2 | [5 empty] | LRS
ITI | LRS |  | 2019 | ITI1065 | Typical | [16 empty] | Rack |  | Managed | 1 | EPYC 7351 | 2 | 2 | 2400 | 16 | 2 | 255700 | 16 | 16 x Hynix / HMA82GR7AFR8N-VK | 2 | HDD 7.2Krpm 1TB | SATA | 2 | Redundant | 750 | Microsoft Corporation Microsoft Windows | 10.0.14393 | Oracle Corporation | 1.8.0_121-b13 |  | 16.15 | 24.277 | 18.677 | 15.64 | 17.381 | 25.639 |  | 4.884 | 10.315 | 12.121 | 43.888 | 195.051 | 53574.6 | 53563.444 | 7.735 | 331.311 | 40194.316 | 5.805 | 293.328 | 26848.744 | 3.877 | 246.389 | 13388.92 | 1.934 | 206.679 | 737641.973 | 737158.324 | 12.492 | 359.739 | 553025.425 | 9.372 | 323.053 | 368843.771 | 6.251 | 264.047 | 184465.562 | 3.126 | 214.624 | 149011.952 | 146833.373 | 9.208 | 360.611 | 111717.647 | 7.006 | 317.386 | 74495 | 4.672 | 249.867 | 37208.805 | 2.333 | 202.063 | 94941.019 | 94945.894 | 6.306 | 256.681 | 71221.905 | 4.73 | 238.508 | 47456.067 | 3.152 | 214.078 | 23755.046 | 1.578 | 189.177 | 152121.509 | 152067.362 | 7.28 | 271.469 | 114113.846 | 5.463 | 250.753 | 75970 | 3.637 | 220.111 | 38082.906 | 1.823 | 192.895 | 10514.359 | 10527.029 | 10.777 | 272.667 | 7898.845 | 8.086 | 250.561 | 5268.126 | 5.393 | 222.064 | 2631.765 | 2.694 | 193.125 | 2333486.521 | 2366413.24 | 6.683 | 346.995 | 2036476.095 | 5.751 | 310.306 | 1752927.054 | 4.95 | 287.55 | 1457591.493 | 4.116 | 267.934 | 1172058.098 | 3.31 | 248.689 | 874515.199 | 2.47 | 228.11 | 580379.683 | 1.639 | 209.107 | 292974.351 | 0.827 | 189.369 | 406.608 | 395.924 | 1.17 | 172.113 | 203.616 | 0.602 | 171.405 | 341.566 | 342.875 | 2.51 | 171.165 | 169.262 | 1.239 | 170.815 | 175.761 | 15.257 | 349.839 | 173.832 | 15.09 | 341.662 | 1647348.777 | 11.124 | 322.625 | 9280366.479 | 62.665 | 321.275 | 169.5 | [5 empty] | 4 | [16 empty] | 0 | 2019 |  | #REF! | #REF! | #REF! | #REF! |  | 2 | [5 empty] | LRS
ITI | LAX |  | 2019 | ITI1069 | High-End | [16 empty] | Rack |  | Managed | 1 | Platinum 8280 | 2 | 2 | 2700 | 28 | 2 | 382500 | 12 | 12 x Samsung / M393A4K40CB2-CVF | 2 | HDD 7.2Krpm 6TB | SATA | 2 | Redundant | 1100 | Microsoft Corporation Microsoft Windows | 10.0.14393 | Oracle Corporation | 1.8.0_121-b13 |  | 20.979 | 25.143 | 29.174 | 18.093 | 19.577 | 29.469 |  | 6.184 | 17.495 | 15.854 | 23.895 | 332.533 | 122128.78 | 121721.968 | 17.579 | 611.039 | 91652.511 | 13.236 | 581.09 | 61030.017 | 8.814 | 444.829 | 30561.736 | 4.414 | 295.823 | 1168103.947 | 1169759.468 | 19.824 | 627.997 | 875973.119 | 14.845 | 535.819 | 584051.523 | 9.898 | 401.535 | 291790.052 | 4.945 | 266.739 | 379609.99 | 368050.955 | 23.08 | 574.419 | 284707.179 | 17.854 | 542.435 | 189820.499 | 11.904 | 442.21 | 94893.902 | 5.951 | 292.423 | 201036.497 | 201022.25 | 13.351 | 563.165 | 150806.638 | 10.016 | 476.668 | 100590.188 | 6.681 | 382.845 | 50292.719 | 3.34 | 270.958 | 322437.879 | 320627.262 | 15.351 | 580.397 | 242096.213 | 11.591 | 533.506 | 161180.121 | 7.717 | 412.59 | 80619.505 | 3.86 | 282.4 | 22598.912 | 22418.375 | 22.95 | 577.216 | 16989.738 | 17.392 | 514.51 | 11323.978 | 11.592 | 412.484 | 5647.154 | 5.781 | 289.529 | 4992156.915 | 4980371.803 | 14.064 | 615.7 | 4364574.771 | 12.325 | 581.508 | 3747037.888 | 10.581 | 521.378 | 3121881.658 | 8.816 | 473.127 | 2493958.104 | 7.043 | 415.791 | 1872116.645 | 5.287 | 353.373 | 1251977.55 | 3.536 | 296.04 | 623129.429 | 1.76 | 244.331 | 583.999 | 584.147 | 1.726 | 198.869 | 294.488 | 0.87 | 197.486 | 667.973 | 666.087 | 4.877 | 198.326 | 336.175 | 2.461 | 197.722 | 147.169 | 12.775 | 531.892 | 147.033 | 12.763 | 536.914 | 4442858.857 | 30 | 612.306 | 30032861.354 | 202.794 | 609.847 | 193.3 | [5 empty] | 4 | 4 | [15 empty] | 0 | 2019 |  | #REF! | #REF! | #REF! | #REF! |  | 2 | [5 empty] | LAX
ITI | LAX |  | 2019 | ITI1070 | Low-End | [16 empty] | Rack |  | Managed | 1 | Silver 4112 | 2 | 2 | 2600 | 4 | 2 | 94500 | 12 | 12 x Hynix / HMA81GR7MFR8N-VK | 2 | HDD 7.2Krpm 6TB | SATA | 2 | Redundant | 495 | Microsoft Corporation Microsoft Windows | 10.0.14393 | Oracle Corporation | 1.8.0_121-b13 |  | 8.128 | 12.36 | 11.145 | 5.725 | 6.638 | 9.989 |  | 4.133 | 11.916 | 6.614 | 28.968 | 75.542 | 17572.296 | 17585.538 | 2.54 | 192.119 | 13205.756 | 1.907 | 180.109 | 8753.558 | 1.264 | 166.852 | 4397.549 | 0.635 | 154.315 | 234659.382 | 234615.874 | 3.976 | 199.244 | 176046.729 | 2.983 | 187.361 | 117257.711 | 1.987 | 171.822 | 58610.885 | 0.993 | 156.415 | 56361.545 | 56157.436 | 3.522 | 195.555 | 42256.499 | 2.65 | 182.053 | 28146.995 | 1.765 | 170.569 | 14079.402 | 0.883 | 155.244 | 25219.869 | 25216.244 | 1.675 | 173.804 | 18934.578 | 1.258 | 166.522 | 12658.196 | 0.841 | 158.476 | 6308.493 | 0.419 | 150.58 | 41338.923 | 41338.339 | 1.979 | 178.066 | 30988.842 | 1.484 | 170.691 | 20699.872 | 0.991 | 160.972 | 10311.587 | 0.494 | 151.24 | 2900.486 | 2896.99 | 2.966 | 178.509 | 2178.393 | 2.23 | 169.77 | 1451.946 | 1.486 | 160.265 | 723.612 | 0.741 | 150.608 | 834771.2 | 836439.891 | 2.362 | 190.078 | 728813.402 | 2.058 | 182.978 | 621360.101 | 1.755 | 176.652 | 521981.128 | 1.474 | 171.052 | 417035.548 | 1.178 | 164.917 | 313527.701 | 0.885 | 158.972 | 207793.152 | 0.587 | 152.927 | 104480.39 | 0.295 | 147.178 | 291.81 | 283.625 | 0.838 | 144.172 | 142.822 | 0.422 | 143.559 | 328.899 | 331.477 | 2.427 | 142.831 | 162.703 | 1.191 | 142.545 | 69.662 | 6.047 | 207.189 | 68.656 | 5.96 | 207.287 | 649978.2 | 4.389 | 199.797 | 2235355.868 | 15.094 | 199.809 | 141 | [5 empty] | 0 | 0 | [15 empty] | 0 | 2019 |  | #REF! | #REF! | #REF! | #REF! |  | 2 | [5 empty] | LAX
ITI | LAX |  | 2019 | ITI1071 | Typical | [16 empty] | Rack |  | Managed | 1 | Gold 6230 | 2 | 2 | 2100 | 20 | 2 | 190500 | 12 | 12 x hynix / HMA82GR7CJR8N-VK | 2 | HDD 7.2Krpm 6TB | SATA | 2 | Redendancy | 1100 | Microsoft Corporation Microsoft Windows | 10.0.14393 | Oracle Corporation | 1.8.0_121-b13 |  | 19.123 | 26.491 | 25.496 | 15.511 | 17.193 | 25.964 |  | 6.799 | 16.241 | 15.066 | 31.725 | 232.73 | 78394.319 | 78396.387 | 11.322 | 378.997 | 58773 | 8.488 | 365.583 | 39235.498 | 5.666 | 315.083 | 19610.441 | 2.832 | 264.164 | 956371.254 | 956086.641 | 16.203 | 390.003 | 717639.105 | 12.162 | 382.494 | 478305.849 | 8.106 | 326.358 | 239132.237 | 4.053 | 269.981 | 232565.543 | 231654.992 | 14.527 | 361.206 | 174400.839 | 10.937 | 348.231 | 116304.819 | 7.293 | 307.281 | 58202.004 | 3.65 | 258.933 | 122420.779 | 122505.782 | 8.136 | 338.928 | 92015.622 | 6.111 | 308.494 | 61170.26 | 4.063 | 277.317 | 30574.693 | 2.031 | 244.425 | 198934.705 | 198831.518 | 9.519 | 361.556 | 149270.933 | 7.147 | 331.414 | 99490.03 | 4.763 | 292.311 | 49735.913 | 2.381 | 252.139 | 13929.133 | 13897.924 | 14.227 | 361.086 | 10431.261 | 10.678 | 325.531 | 6958.487 | 7.123 | 287.722 | 3460.413 | 3.542 | 249.436 | 3506738.053 | 3503907.278 | 9.895 | 379.821 | 3058164.797 | 8.636 | 373.159 | 2630752.671 | 7.429 | 348.817 | 2189083.148 | 6.182 | 326.222 | 1755347.448 | 4.957 | 303.904 | 1316248.394 | 3.717 | 281.187 | 876748.762 | 2.476 | 257.394 | 436028.358 | 1.231 | 234.167 | 700.179 | 700.868 | 2.071 | 215.873 | 349.951 | 1.034 | 214.548 | 670.104 | 674.963 | 4.942 | 215.149 | 336.773 | 2.466 | 214.683 | 139.586 | 12.117 | 379.527 | 138.74 | 12.043 | 382.033 | 2729228.171 | 18.429 | 377.353 | 13005337.184 | 87.817 | 377.336 | 210.4 | [5 empty] | 4 | [16 empty] | 0 | 2019 |  | #REF! | #REF! | #REF! | #REF! |  | 2 | [5 empty] | LAX
ITI | QZB |  | 2018 | ITI1087 | Low-End | [16 empty] | Rack |  | Unknown | 1 | Bronze 3106 | 2 | 2 | 1696 | 8 | 1 | 32768 | 2 | 16GB 1Rx4 PC4-2666V | 1 | SATA M.2 SSD | SATA 6Gb/s | 1 | Redundant | 500 | Microsoft Windows Server 2012 R2 Standard Evaluation | 6.3.9600 | Oracle Corporation | 1.7.0_07-b11 | Intel_Win_HS17_1n | 11.2837 | 2.2491 | 9.6421 | 7.9229 | 8.202 | 13.8054 |  | 10.7491 | 56.5137 | 663.5504 | 12.6404 | 51.7915 | 16149.0513 | 16113.2553 | 2.327 | 133.0309 | 12092.6332 | 1.7464 | 124.4317 | 8062.8285 | 1.1644 | 113.9679 | 4036.9496 | 0.583 | 90.2077 | 27051.8918 | 27051.8383 | 0.45844 | 129.0376 | 20286.4884 | 0.34379 | 122.1143 | 13519.2957 | 0.22911 | 113.3294 | 6744.0007 | 0.11429 | 90.309 | 31751.1659 | 31750.677 | 1.9911 | 131.7053 | 23789.9392 | 1.4919 | 124.0385 | 15872.2974 | 0.99535 | 114.9387 | 7932.065 | 0.49742 | 90.6139 | 22778.5775 | 22808.4779 | 1.5149 | 117.1283 | 17088.7335 | 1.135 | 112.7213 | 11400.2428 | 0.75716 | 107.8817 | 5704.1242 | 0.37885 | 87.8748 | 33797.3459 | 33802.2845 | 1.6183 | 123.6747 | 25359.0871 | 1.2141 | 117.1071 | 16907.2883 | 0.80946 | 110.9598 | 8448.9704 | 0.40451 | 88.4586 | 2677.5519 | 2677.8474 | 2.7413 | 120.7517 | 2005.6968 | 2.0532 | 114.4167 | 1333.9705 | 1.3656 | 107.9329 | 672.3382 | 0.68827 | 97.6665 | 921056.1606 | 921711.8547 | 2.6029 | 134.8613 | 804301.3845 | 2.2713 | 129.5048 | 694673.5449 | 1.9617 | 124.7887 | 578285.7786 | 1.6331 | 118.8284 | 459186.063 | 1.2967 | 113.2138 | 346927.4485 | 0.97971 | 107.4905 | 231115.0473 | 0.65266 | 100.8022 | 115290.8913 | 0.32558 | 90.2948 | 2131.1409 | 2132.6674 | 6.3011 | 81.8912 | 1066.4382 | 3.1509 | 75.91 | 10282.2286 | 10435.365 | 76.3992 | 82.2926 | 5144.7266 | 37.6655 | 79.4188 | 18.33 | 1.5911 | 126.2243 | 18.4574 | 1.6022 | 126.4039 | 1120174.1494 | 7.5639 | 135.498 | 1041706.0763 | 7.034 | 135.8143 | 58.8603 | [22 empty] | 0 | 2018 |  | #REF! | #REF! | #REF! | #REF! |  | 2 | [5 empty] | QZB
ITI | QZB |  | 2018 | ITI1088 | Typical | [16 empty] | Rack |  | Unknown | 1 | Silver 4116 | 2 | 2 | 2095 | 12 | 2 | 32768 | 2 | 16GB 1Rx4 PC4-2666V | 1 | SATA M.2 SSD | SATA 6Gb/s | 1 | Redundant | 500 | Microsoft Windows Server 2012 R2 Standard Evaluation | 6.3.9600 | Oracle Corporation | 1.7.0_07-b11 | Intel_Win_HS17_1n | 11.1281 | 3.0929 | 13.9007 | 15.0741 | 16.0028 | 23.7725 |  | 10.2525 | 47.2792 | 563.8607 | 9.3012 | 52.6077 | 21037.783 | 21056.3571 | 3.0409 | 200.1506 | 15788.0915 | 2.2801 | 174.0298 | 10537.3998 | 1.5218 | 148.1202 | 5260.5191 | 0.75971 | 101.3122 | 58804.1232 | 58798.0673 | 0.99644 | 224.5079 | 44102.5904 | 0.7474 | 198.9351 | 29400.9702 | 0.49825 | 172.6627 | 14691.1672 | 0.24897 | 130.924 | 73153.6623 | 73110.3011 | 4.5847 | 232.288 | 54819.9391 | 3.4377 | 205.5378 | 36563.8742 | 2.2929 | 177.6042 | 18299.1019 | 1.1475 | 130.9842 | 65771.4969 | 65777.9779 | 4.3687 | 189.8821 | 49343.3177 | 3.2772 | 176.0235 | 32886.8471 | 2.1842 | 157.4644 | 16437.1907 | 1.0917 | 125.6319 | 102417.5268 | 102465.7579 | 4.9057 | 205.2953 | 76837.8732 | 3.6787 | 189.4591 | 51182.5475 | 2.4504 | 166.7603 | 25628.4563 | 1.227 | 127.5597 | 7101.5228 | 7099.8773 | 7.2681 | 203.102 | 5336.7078 | 5.4632 | 184.5017 | 3548.2324 | 3.6323 | 162.0314 | 1769.9593 | 1.8119 | 134.7637 | 1107213.41 | 1112430.7432 | 3.1415 | 200.7663 | 968906.3054 | 2.7362 | 171.3959 | 826187.4197 | 2.3331 | 160.6367 | 695912.3768 | 1.9652 | 151.3241 | 557413.211 | 1.5741 | 141.5321 | 414810.3426 | 1.1714 | 132.0237 | 275920.9928 | 0.77919 | 120.7376 | 138159.9588 | 0.39016 | 95.9022 | 1939.3507 | 1899.2729 | 5.6115 | 87.9667 | 968.902 | 2.8627 | 81.6947 | 9697.2201 | 9759.0287 | 71.4476 | 91.3848 | 4844.2476 | 35.4656 | 87.2122 | 19.6451 | 1.7053 | 177.5094 | 18.4103 | 1.5981 | 177.4647 | 2086846.4583 | 14.0912 | 228.4861 | 1748222.6192 | 11.8047 | 224.3917 | 60.818 | [22 empty] | 0 | 2018 |  | #REF! | #REF! | #REF! | #REF! |  | 2 | [5 empty] | QZB
ITI | QZB |  | 2018 | ITI1089 | High-End | [16 empty] | Rack |  | Unknown | 1 | Platinum 8180 | 2 | 2 | 2494 | 28 | 2 | 196608 | 12 | 16GB 1Rx4 PC4-2666V | 1 | 373.0 GB SATA NVMe | SATA 6Gb/s | 2 | Redundant | 800 | Microsoft Windows Server 2012 R2 Standard Evaluation | 6.3.9600 | Oracle Corporation | 1.7.0_07-b11 | Intel_Win_HS17_1n | 16.3759 | 3.6143 | 15.986 | 18.9499 | 19.4358 | 29.1768 |  | 15.3594 | 45.4001 | 628.5274 | 14.4765 | 203.2632 | 78665.1352 | 78544.5642 | 11.3432 | 596.3008 | 58982.0638 | 8.518 | 475.7262 | 39305.3398 | 5.6764 | 354.8937 | 19682.2274 | 2.8424 | 215.3254 | 167156.7082 | 166740.6367 | 2.8257 | 576.2881 | 125342.4611 | 2.1242 | 555.9246 | 83581.2531 | 1.4164 | 411.8008 | 41797.9481 | 0.70834 | 267.4825 | 198731.4824 | 197899.7419 | 12.4102 | 558.6706 | 149092.7005 | 9.3496 | 554.2159 | 99396.2646 | 6.2331 | 419.95 | 49686.6441 | 3.1158 | 265.3722 | 204475.0239 | 204479.5469 | 13.5808 | 545.3937 | 153283.374 | 10.1805 | 468.8548 | 102245.0008 | 6.7907 | 381.8111 | 51157.3381 | 3.3977 | 253.3786 | 310041.2603 | 308944.3864 | 14.7912 | 556.0167 | 232551.8847 | 11.1338 | 529.8913 | 155044.6295 | 7.423 | 412.4808 | 77521.8851 | 3.7115 | 261.6278 | 21637.3358 | 21566.4216 | 22.0775 | 554.3556 | 16240.84 | 16.6257 | 504.9294 | 10815.3126 | 11.0716 | 400.7008 | 5419.9872 | 5.5484 | 277.4095 | 4149916.4801 | 4177800.8477 | 11.798 | 589.5593 | 3634133.5428 | 10.2627 | 496.2947 | 3107899.4364 | 8.7766 | 447.7199 | 2593605.6792 | 7.3242 | 397.3 | 2074397.655 | 5.858 | 344.6791 | 1556103.0986 | 4.3944 | 296.2898 | 1038417.6061 | 2.9325 | 251.8409 | 519380.9665 | 1.4667 | 207.8478 | 2586.9113 | 2653.2481 | 7.8392 | 127.2326 | 1294.4034 | 3.8244 | 114.3197 | 15856.7656 | 15772.498 | 115.4733 | 132.5558 | 7907.0754 | 57.8891 | 127.6531 | 78.0936 | 6.779 | 484.0033 | 82.594 | 7.1696 | 479.165 | 17900194.6091 | 120.8695 | 589.7656 | 17586125.535 | 118.7488 | 584.2119 | 94.8751 | [22 empty] | 0 | 2018 |  | #REF! | #REF! | #REF! | #REF! |  | 2 | [5 empty] | QZB
ITI | AZX |  | 2020 | ITI1090 | High-End | [16 empty] | Rack |  | Managed | 1 | Gold 6230N | 2 | 2 | 2295 | 20 | 2 | 383600 | 12 | 12 x 32GB 2Rx4 PC4-2666V ; slots 1, 2, 3, 4, | 10 | SSD | SAS | 2 | Standard | 750 | Microsoft Corporation Microsoft Windows | 10.0.14393 | Oracle Corporation | 1.7.0_80-b15 |  | 17.921 | 16.984 | 24.5 | 13.609 | 15.269 | 9.846 |  | 70.386 | 102.176 | 14.847 | 25.373 | 251.468 | 83548.759 | 83432.844 | 12.049 | 440.1 | 62601.949 | 9.041 | 427.454 | 41831.072 | 6.041 | 363.806 | 20910.547 | 3.02 | 281.514 | 650495.134 | 648172.315 | 10.984 | 458.713 | 488093.973 | 8.272 | 438.645 | 325295.415 | 5.513 | 353.363 | 162679.125 | 2.757 | 233.411 | 241200.132 | 242324.814 | 15.196 | 401.355 | 180984.944 | 11.35 | 396.354 | 120561.115 | 7.56 | 338.149 | 60341.702 | 3.784 | 254.59 | 120948.193 | 120937.953 | 8.032 | 390.848 | 90727.872 | 6.026 | 359.045 | 60482.396 | 4.017 | 316.811 | 30227.54 | 2.008 | 255.94 | 195573.99 | 195364.495 | 9.353 | 404.584 | 146580.956 | 7.018 | 382.665 | 97778.344 | 4.681 | 332.196 | 48857.69 | 2.339 | 257.093 | 5881.496 | 5928.459 | 6.069 | 401.21 | 4420.286 | 4.525 | 372.131 | 2931.205 | 3.001 | 326.761 | 1487.762 | 1.523 | 273.737 | 3929905.226 | 3926020.367 | 11.087 | 441.986 | 3429102.609 | 9.684 | 433.699 | 2951958.853 | 8.336 | 410.971 | 2451207.574 | 6.922 | 380.18 | 1965385.246 | 5.55 | 352.277 | 1479747.848 | 4.179 | 320.882 | 987218.868 | 2.788 | 284.574 | 490992.412 | 1.387 | 244.146 | 5992.961 | 6043.957 | 17.857 | 186.47 | 2987.985 | 8.828 | 170.647 | 3449.714 | 3449.902 | 25.257 | 177.333 | 1724.521 | 12.626 | 172.247 | 132.531 | 11.504 | 461.273 | 134.543 | 11.679 | 452.45 | 2341576.571 | 15.811 | 434.348 | 16045540.165 | 108.346 | 430.855 | 124.5 | [5 empty] | 2 | 2 | [15 empty] | 0 | 2020 |  | #REF! | #REF! | #REF! | #REF! |  | 2 | [5 empty] | AZX
ITI | AZX |  | 2020 | ITI1091 | Low-End | [16 empty] | Rack |  | Managed | 1 | Bronze 3106 | 2 | 2 | 1696 | 8 | 1 | 47500 | 6 | 6 x 8GB 1Rx8 PC4-2666V ; slots 1, 3, 6, 7, | 1 | SSD | SAS | 2 | Redundant | 550 | Microsoft Corporation Microsoft Windows | 10.0.14393 | Oracle Corporation | 1.7.0_80-b15 |  | 11.714 | 10.303 | 14.14 | 6.639 | 7.352 | 6.31 |  | 10.513 | 19.343 | 9.851 | 24.55 | 54.85 | 18695.236 | 18724.442 | 2.704 | 144.3 | 14052.387 | 2.029 | 135.752 | 9331.291 | 1.348 | 127.238 | 4643.666 | 0.671 | 105.668 | 138321.772 | 138359.617 | 2.345 | 146.729 | 103681.689 | 1.757 | 135.689 | 69156.389 | 1.172 | 126.978 | 34522.423 | 0.585 | 99.155 | 50920.111 | 51271.321 | 3.215 | 140.304 | 38278.203 | 2.4 | 134.49 | 25423.763 | 1.594 | 126.742 | 12687.67 | 0.796 | 102.396 | 21305.349 | 21313.142 | 1.416 | 128.329 | 15982.447 | 1.061 | 123.876 | 10643.214 | 0.707 | 119.249 | 5323.861 | 0.354 | 101.973 | 33347.922 | 33350.367 | 1.597 | 133.512 | 25011.22 | 1.197 | 127.82 | 16679.653 | 0.799 | 121.124 | 8332.322 | 0.399 | 100.857 | 1374.074 | 1373.3 | 1.406 | 134.58 | 1025.602 | 1.05 | 127.768 | 689.583 | 0.706 | 120.677 | 346.262 | 0.354 | 112.249 | 918988.496 | 918759.047 | 2.595 | 142.041 | 799968.33 | 2.259 | 138.862 | 689453.739 | 1.947 | 134.838 | 572361.76 | 1.616 | 127.633 | 461405.283 | 1.303 | 122.839 | 345212.4 | 0.975 | 117.443 | 233419.979 | 0.659 | 112.794 | 115129.147 | 0.325 | 102.481 | 384.199 | 378.402 | 1.118 | 79.53 | 192.797 | 0.57 | 72.455 | 272.687 | 271.168 | 1.985 | 73.915 | 136.52 | 0.999 | 71.752 | 40.363 | 3.504 | 145.796 | 42.428 | 3.683 | 146.851 | 476275.821 | 3.216 | 143.07 | 1163830.748 | 7.859 | 143.277 | 68.7 | [5 empty] | 2 | [16 empty] | 0 | 2020 |  | #REF! | #REF! | #REF! | #REF! |  | 2 | [5 empty] | AZX
ITI | AZX |  | 2020 | ITI1092 | Typical | [16 empty] | Rack |  | Managed | 1 | Gold 5218 | 2 | 2 | 2295 | 16 | 2 | 127400 | 8 | 8 x 16GB 1Rx4 PC4-2666V ; slots 1, 3, 4, 6, | 4 | SSD | SAS | 2 | Redundant | 750 | Microsoft Corporation Microsoft Windows | 10.0.14393 | Oracle Corporation | 1.7.0_80-b15 |  | 18 | 14.624 | 24.674 | 13.96 | 15.701 | 10.085 |  | 9.623 | 17.772 | 14.037 | 22.265 | 142.862 | 66617.882 | 66724.769 | 9.636 | 379.485 | 50058.456 | 7.229 | 333.569 | 33308.751 | 4.81 | 281.332 | 16656.163 | 2.405 | 215.612 | 393157.362 | 393247.392 | 6.664 | 361.444 | 295098.548 | 5.001 | 308.508 | 196666.3 | 3.333 | 250.179 | 98335.252 | 1.666 | 145.067 | 195344.911 | 197916.287 | 12.411 | 347.16 | 146668.42 | 9.198 | 307.335 | 97691.331 | 6.126 | 265.619 | 48818.987 | 3.061 | 203.816 | 96793.391 | 96805.411 | 6.429 | 306.61 | 72653.342 | 4.825 | 280.636 | 48382.33 | 3.213 | 247.978 | 24226.967 | 1.609 | 197.942 | 158161.025 | 158230.053 | 7.576 | 327.024 | 118618.75 | 5.679 | 299.341 | 79167.857 | 3.79 | 260.43 | 39499.177 | 1.891 | 199.044 | 4801.743 | 4855.469 | 4.971 | 335.099 | 3607.802 | 3.693 | 293.593 | 2409.871 | 2.467 | 256.373 | 1204.565 | 1.233 | 214.02 | 2798684.106 | 2819025.036 | 7.961 | 364.943 | 2454965.171 | 6.933 | 326.012 | 2096497.013 | 5.92 | 301.54 | 1753566.231 | 4.952 | 281.989 | 1403454.744 | 3.963 | 261.78 | 1055895.98 | 2.982 | 238.797 | 699472.098 | 1.975 | 212.774 | 350633.681 | 0.99 | 184.38 | 463.681 | 460.683 | 1.361 | 104.68 | 233.147 | 0.689 | 96.733 | 346.205 | 346.336 | 2.536 | 102.195 | 168.268 | 1.232 | 96.774 | 82.233 | 7.138 | 319.931 | 82.733 | 7.182 | 323.238 | 2001739.381 | 13.517 | 379.248 | 7887022.21 | 53.256 | 372.782 | 90.2 | [5 empty] | 2 | 2 | [15 empty] | 0 | 2020 |  | #REF! | #REF! | #REF! | #REF! |  | 2 | [5 empty] | AZX
ITI | BNM |  | 2020 | ITI1093 | High-End | [16 empty] | Rack |  | Managed | 1 | Gold 6252 | 2 | 2 | 2095 | 24 | 2 | 383700 | 12 | 12 x 32GB 2Rx4 PC4-2666V ; slots 1, 2, 3, 6, | 8 | SSD | SAS | 2 | Redundant | 750 | Microsoft Corporation Microsoft Windows | 10.0.14393 | Oracle Corporation | 1.7.0_80-b15 |  | 18 | 16.435 | 25.473 | 14.649 | 16.261 | 10.44 |  | 7.295 | 13.708 | 15.282 | 23.69 | 253.202 | 93673.229 | 93619.403 | 13.52 | 512.675 | 70314.223 | 10.155 | 491.939 | 46775.635 | 6.755 | 402.819 | 23366.197 | 3.374 | 293.47 | 679351.329 | 680167.302 | 11.527 | 525.219 | 509547.198 | 8.635 | 478.839 | 339520.261 | 5.754 | 369.791 | 169860.822 | 2.879 | 242.989 | 281153.851 | 288027.276 | 18.062 | 462.075 | 210837.107 | 13.222 | 456.164 | 140577.495 | 8.816 | 375.829 | 70359.838 | 4.412 | 278.481 | 145186.31 | 145188.409 | 9.643 | 458.833 | 108954.269 | 7.236 | 406.539 | 72599.408 | 4.822 | 348.444 | 36341.087 | 2.414 | 271.288 | 235394.928 | 235618.595 | 11.281 | 471.786 | 176605.444 | 8.455 | 445.697 | 117745.752 | 5.637 | 376.15 | 58829.34 | 2.817 | 273.85 | 7054.668 | 6955.622 | 7.12 | 464.756 | 5324.507 | 5.451 | 431.131 | 3509.8 | 3.593 | 363.199 | 1767.538 | 1.809 | 291.828 | 4476922.846 | 4475178.986 | 12.638 | 510.741 | 3915571.261 | 11.057 | 505.858 | 3360599.159 | 9.49 | 466.202 | 2796890.6 | 7.898 | 428.776 | 2245584.919 | 6.341 | 391.669 | 1677248.545 | 4.736 | 345.871 | 1126869.894 | 3.182 | 298.893 | 560211.013 | 1.582 | 254.655 | 441.424 | 446.478 | 1.319 | 130.015 | 220.093 | 0.65 | 123.984 | 333.253 | 335.403 | 2.456 | 129.839 | 169.584 | 1.242 | 124.952 | 134.965 | 11.716 | 499.334 | 134.623 | 11.686 | 488.571 | 2711730.992 | 18.311 | 500.972 | 18771094.535 | 126.75 | 500.589 | 117.6 | [5 empty] | 2 | 2 | [15 empty] | 0 | 2020 |  | #REF! | #REF! | #REF! | #REF! |  | 2 | [5 empty] | BNM
ITI | BNM |  | 2020 | ITI1094 | Low-End | [16 empty] | Rack |  | Managed | 1 | Bronze 3106 | 2 | 2 | 1696 | 8 | 1 | 63700 | 8 | 8 x 8GB 1Rx8 PC4-2666V ; slots 1, 3, 6, 8, | 2 | SSD | SAS | 2 | Redundant | 550 | Microsoft Corporation Microsoft Windows | 10.0.14393 | Oracle Corporation | 1.7.0_80-b15 |  | 10.971 | 9.752 | 12.913 | 6.069 | 6.699 | 5.718 |  | 23.412 | 33.019 | 10.112 | 28.212 | 58.977 | 19555.37 | 19539.834 | 2.822 | 158.524 | 14657.482 | 2.117 | 149.749 | 9779.905 | 1.412 | 140.548 | 4891.039 | 0.706 | 123.31 | 148591.878 | 148518.582 | 2.517 | 159.608 | 111541.611 | 1.89 | 151.303 | 74285.245 | 1.259 | 141.933 | 37120.555 | 0.629 | 121.551 | 50385.6 | 50824.092 | 3.187 | 152.847 | 37786.529 | 2.37 | 145.403 | 25212.154 | 1.581 | 138.467 | 12621.523 | 0.791 | 110.457 | 21310.608 | 21316.282 | 1.416 | 140.798 | 15977.395 | 1.061 | 136.256 | 10690.798 | 0.71 | 131.524 | 5325.589 | 0.354 | 110.187 | 33402.338 | 33407.14 | 1.599 | 146.176 | 25059.99 | 1.2 | 140.456 | 16721.587 | 0.801 | 134.264 | 8327.878 | 0.399 | 110.335 | 1374.497 | 1366.387 | 1.399 | 148.002 | 1037.763 | 1.062 | 141.441 | 689.963 | 0.706 | 133.691 | 341.943 | 0.35 | 122.763 | 1064037.681 | 1065058.321 | 3.008 | 160.294 | 932020.818 | 2.632 | 155.35 | 795449.304 | 2.246 | 149.966 | 662239.915 | 1.87 | 144.76 | 534761.449 | 1.51 | 139.445 | 398541.118 | 1.125 | 133.247 | 264005.588 | 0.746 | 125.677 | 132804.851 | 0.375 | 114.523 | 1021.82 | 1014.499 | 2.997 | 95.579 | 510.637 | 1.509 | 86.32 | 547.227 | 548.26 | 4.014 | 88.174 | 275.575 | 2.018 | 84.239 | 55.307 | 4.801 | 170.299 | 55.41 | 4.81 | 170.371 | 478744.737 | 3.233 | 157.008 | 1371981.423 | 9.264 | 157.081 | 77.3 | [5 empty] | 2 | [16 empty] | 0 | 2020 |  | #REF! | #REF! | #REF! | #REF! |  | 2 | [5 empty] | BNM
ITI | BNM |  | 2020 | ITI1095 | Typical | [16 empty] | Rack |  | Managed | 1 | Gold 5218 | 2 | 2 | 2295 | 16 | 2 | 127500 | 8 | 8 x 16GB 1Rx4 PC4-2666V ; slots 1, 3, 6, 8, | 4 | SSD | SAS | 2 | Redundant | 750 | Microsoft Corporation Microsoft Windows | 10.0.14393 | Oracle Corporation | 1.7.0_80-b15 |  | 17.11 | 13.883 | 23.843 | 13.205 | 14.741 | 9.531 |  | 9.427 | 17.996 | 13.342 | 21.448 | 140.175 | 66230.871 | 66489.588 | 9.602 | 390.309 | 49705 | 7.178 | 350.524 | 33121.407 | 4.783 | 294.988 | 16530.529 | 2.387 | 227.537 | 393522.707 | 393419.244 | 6.667 | 382.017 | 295181.186 | 5.002 | 325.316 | 196862.021 | 3.336 | 264.891 | 98383.002 | 1.667 | 151.699 | 195774.369 | 198478.955 | 12.447 | 360.291 | 146969.147 | 9.216 | 325.488 | 97874.435 | 6.138 | 279.583 | 48953.079 | 3.07 | 203.992 | 96785.261 | 96799.895 | 6.429 | 322.972 | 72596.618 | 4.822 | 296.009 | 48370.713 | 3.213 | 262.851 | 24227.638 | 1.609 | 209.751 | 157460.983 | 157524.618 | 7.542 | 345.856 | 118116.378 | 5.655 | 318.053 | 78678.166 | 3.767 | 275.788 | 39343.949 | 1.884 | 211.248 | 4807.997 | 4855.815 | 4.971 | 353.767 | 3616.906 | 3.703 | 310.3 | 2397.621 | 2.454 | 270.739 | 1202.398 | 1.231 | 226.759 | 2811127.186 | 2806052.633 | 7.924 | 380.897 | 2457471.403 | 6.94 | 343.793 | 2107161.419 | 5.951 | 318.783 | 1755222.862 | 4.957 | 297.988 | 1409492.805 | 3.98 | 277.418 | 1050347.068 | 2.966 | 252.485 | 707741.402 | 1.999 | 225.168 | 353949.334 | 1 | 194.15 | 466.221 | 459.249 | 1.357 | 106.253 | 232.392 | 0.687 | 98.667 | 348.95 | 348.541 | 2.552 | 103.492 | 176.596 | 1.293 | 98.43 | 81.911 | 7.11 | 329.213 | 82.359 | 7.149 | 335.655 | 1981814.022 | 13.382 | 386.936 | 7939717.212 | 53.612 | 382.467 | 91.9 | [5 empty] | 2 | 2 | [15 empty] | 0 | 2020 |  | #REF! | #REF! | #REF! | #REF! |  | 2 | [5 empty] | BNM
ITI | BPN |  | 2020 | ITI1096 | High-End | [16 empty] | Rack |  | Managed | 1 | Gold 6252 | 2 | 2 | 2095 | 24 | 2 | 383400 | 12 | 12 x 32GB 2Rx4 PC4-2666V ; slots 1, 2, 3, 6, | 10 | SSD | SAS | 2 | Redundant | 750 | Microsoft Corporation Microsoft Windows | 10.0.14393 | Oracle Corporation | 1.7.0_80-b15 |  | 17.549 | 16.23 | 25.301 | 14.567 | 16.213 | 10.512 |  | 41.229 | 506.24 | 15.321 | 24.11 | 257.216 | 94640.205 | 94568.808 | 13.657 | 521.386 | 71046.613 | 10.26 | 498.072 | 47288.774 | 6.829 | 415.165 | 23610.799 | 3.41 | 319.139 | 682610.205 | 682237.081 | 11.562 | 527.839 | 512066.22 | 8.678 | 478.144 | 341567.972 | 5.788 | 376.064 | 170542.819 | 2.89 | 254.851 | 281593.238 | 289439.786 | 18.151 | 464.583 | 211306.836 | 13.251 | 454.653 | 140756.224 | 8.827 | 376.474 | 70313.505 | 4.409 | 287.264 | 145178.257 | 145200.447 | 9.644 | 450.789 | 108849.959 | 7.229 | 405.556 | 72599.126 | 4.822 | 349.698 | 36302.541 | 2.411 | 281.579 | 235908.145 | 235972.345 | 11.298 | 470.792 | 176887.209 | 8.469 | 440.658 | 117848.783 | 5.642 | 372.431 | 59042.177 | 2.827 | 285.847 | 7160.603 | 7218.671 | 7.39 | 465.428 | 5356.264 | 5.483 | 429.158 | 3570.12 | 3.655 | 367.267 | 1783.012 | 1.825 | 301.763 | 4520216.604 | 4516828.209 | 12.755 | 511.004 | 3955764.393 | 11.171 | 502.525 | 3388769.397 | 9.57 | 462.602 | 2817363.176 | 7.956 | 425.363 | 2256908.509 | 6.373 | 387.083 | 1695051.108 | 4.787 | 346.792 | 1132110.04 | 3.197 | 309.564 | 565898.483 | 1.598 | 265.309 | 3057.908 | 3077.251 | 9.092 | 161.893 | 1520.639 | 4.493 | 148.435 | 15867.349 | 15826.063 | 115.865 | 163.961 | 7931.786 | 58.07 | 160.123 | 135.156 | 11.732 | 486.767 | 135.733 | 11.782 | 488.538 | 2744776.265 | 18.534 | 501.011 | 18951976.12 | 127.972 | 497.525 | 120.2 | [5 empty] | 2 | 2 | [15 empty] | 0 | 2020 |  | #REF! | #REF! | #REF! | #REF! |  | 2 | [5 empty] | BPN
ITI | BPN |  | 2020 | ITI1097 | Low-End | [16 empty] | Rack |  | Managed | 1 | Bronze 3106 | 2 | 2 | 1696 | 8 | 1 | 63500 | 8 | 8 x 8GB 1Rx8 PC4-2666V ; slots 1, 3, 6, 8, | 2 | SSD | SAS | 2 | Redundant | 750 | Microsoft Corporation Microsoft Windows | 10.0.14393 | Oracle Corporation | 1.7.0_80-b15 |  | 10.425 | 9.856 | 12.549 | 5.917 | 6.546 | 5.563 |  | 22.964 | 32.438 | 9.975 | 28.066 | 57.863 | 19117.837 | 19081.261 | 2.756 | 161.853 | 14341.981 | 2.071 | 153.313 | 9565.04 | 1.381 | 144.587 | 4780.118 | 0.69 | 128.42 | 151152.565 | 146979.612 | 2.491 | 162.957 | 113300.626 | 1.92 | 154.492 | 75611.601 | 1.281 | 145.114 | 37758.632 | 0.64 | 113.735 | 49877.857 | 51387.363 | 3.222 | 156.274 | 37422.577 | 2.347 | 148.811 | 24987.729 | 1.567 | 140.915 | 12442.378 | 0.78 | 113.765 | 21313.843 | 21287.284 | 1.414 | 143.942 | 16002.475 | 1.063 | 139.68 | 10652.106 | 0.707 | 134.928 | 5329.499 | 0.354 | 113.177 | 33419.881 | 33400.257 | 1.599 | 149.453 | 25075.285 | 1.201 | 143.731 | 16740.095 | 0.801 | 137.684 | 8374.092 | 0.401 | 113.575 | 1370.486 | 1372.387 | 1.405 | 150.847 | 1023.732 | 1.048 | 144.328 | 681.282 | 0.697 | 136.859 | 342.655 | 0.351 | 126.228 | 1063031.246 | 1063348.57 | 3.003 | 163.178 | 930516.667 | 2.628 | 157.3 | 797645.896 | 2.253 | 151.968 | 663465.508 | 1.874 | 146.735 | 532176.75 | 1.503 | 141.217 | 400647.843 | 1.131 | 135.344 | 266880.869 | 0.754 | 127.838 | 132393.915 | 0.374 | 116.362 | 1018.065 | 1003.474 | 2.965 | 96.378 | 510.23 | 1.508 | 87.937 | 542.81 | 544.111 | 3.984 | 88.553 | 273.839 | 2.005 | 85.708 | 55.248 | 4.796 | 170.964 | 55.3 | 4.8 | 170.948 | 478858.511 | 3.233 | 158.539 | 1359522.07 | 9.18 | 158.653 | 78.1 | [5 empty] | 2 | [16 empty] | 0 | 2020 |  | #REF! | #REF! | #REF! | #REF! |  | 2 | [5 empty] | BPN
ITI | BPN |  | 2020 | ITI1098 | Typical | [16 empty] | Rack |  | Managed | 1 | Gold 5218 | 2 | 2 | 2295 | 16 | 2 | 127400 | 8 | 8 x 16GB 1RX4 PC4-2666V ; slots 1, 3, 6, 8, | 4 | SSD | SAS | 2 | Redundant | 750 | Microsoft Corporation Microsoft Windows | 10.0.14393 | Oracle Corporation | 1.7.0_80-b15 |  | 17.204 | 13.795 | 24.488 | 13.111 | 14.736 | 9.576 |  | 8.923 | 13.884 | 13.303 | 21.846 | 141.49 | 66503.547 | 66606.207 | 9.619 | 386.266 | 49881.106 | 7.204 | 340.938 | 33302.423 | 4.809 | 298.654 | 16619.298 | 2.4 | 232.17 | 393678.464 | 393624.491 | 6.671 | 367.139 | 295273.462 | 5.004 | 320.212 | 196819.456 | 3.335 | 265.664 | 98366.328 | 1.667 | 164.106 | 195985.804 | 200120.768 | 12.55 | 352.597 | 147066.584 | 9.222 | 322.035 | 98068.752 | 6.15 | 284.334 | 49030.483 | 3.075 | 188.506 | 96784.954 | 96804.487 | 6.429 | 318.396 | 72506.331 | 4.816 | 300.26 | 48410.284 | 3.215 | 266.698 | 24172.359 | 1.605 | 212.135 | 157593.708 | 157615.89 | 7.546 | 333.563 | 118139.363 | 5.656 | 315.311 | 78784.106 | 3.772 | 280.858 | 39437.379 | 1.888 | 218.256 | 4812.839 | 4860.999 | 4.976 | 342.055 | 3613.405 | 3.699 | 310.391 | 2419.519 | 2.477 | 277.111 | 1220.003 | 1.249 | 230.188 | 2797084.434 | 2800570.906 | 7.909 | 371.002 | 2443274.215 | 6.9 | 334.463 | 2100428.146 | 5.932 | 316.763 | 1751172.713 | 4.945 | 300.539 | 1401835.081 | 3.959 | 280.582 | 1048708.703 | 2.962 | 255.279 | 698107.47 | 1.971 | 226.987 | 351838.661 | 0.994 | 195.104 | 537.568 | 543.022 | 1.604 | 126.983 | 269.982 | 0.798 | 126.592 | 338.529 | 339.032 | 2.482 | 126.357 | 169.372 | 1.24 | 126.365 | 82.017 | 7.12 | 326.386 | 82.735 | 7.182 | 328.246 | 2022694.877 | 13.658 | 385.85 | 7999345.741 | 54.015 | 381.758 | 125.2 | [5 empty] | 2 | 2 | [15 empty] | 0 | 2020 |  | #REF! | #REF! | #REF! | #REF! |  | 2 | [5 empty] | BPN
ITI | BRD |  | 2018 | ITI1099 | High-End | [16 empty] | Blade |  | Managed | 4 | Gold 6130 | 2 | 2 | 2101 | 16 | 2 | 254675 | 64 | 16 x SKhynix 16 GB 2Rx8 PC4-2666T-RE1-11 | 6 | 2 Hybrids/4 15K HDD | SAS | 2 | Redundant | 2200 | Microsoft Corporation Microsoft Windows | 6.3.9600 | Oracle Corporation | 1.8.0_181-b13 |  | 15.168 | 22.464 | 20.385 | 11.662 | 12.263 | 19.676 |  | 42.268 | 83.879 | 13.791 | 19.629 | 175.397 | 69383.1087 | 69406.8552 | 10.0235 | 543.9 | 52070.0765 | 7.5198 | 478.3 | 34683.9863 | 5.009 | 292.9 | 17363.7912 | 2.5075 | 234.739 | 879188.928 | 879217.9615 | 14.9 | 560.9 | 659524.623 | 11.1768 | 440.525 | 439642.538 | 7.4505 | 302.425 | 219757.2123 | 3.7243 | 242.7985 | 205113.887 | 204641.3355 | 12.833 | 519.975 | 153828.9523 | 9.6465 | 445.7 | 102599.424 | 6.434 | 279.7 | 51263.3238 | 3.2147 | 228.7527 | 98562.6717 | 98605.599 | 6.549 | 443.375 | 73913.0382 | 4.909 | 399.85 | 49300.1482 | 3.2742 | 248.1645 | 24640.727 | 1.6365 | 211.6715 | 152876.2412 | 152907.5033 | 7.3208 | 478.9 | 114724.8485 | 5.4928 | 435.85 | 76526.6888 | 3.6637 | 262.375 | 38237.0272 | 1.8308 | 217.7368 | 11225.867 | 11226.6418 | 11.4927 | 481.85 | 8417.7108 | 8.6173 | 410.925 | 5616.536 | 5.7497 | 256.65 | 2805.8805 | 2.8725 | 214.7202 | 3363365.384 | 3363497.829 | 9.4985 | 526.6 | 2945040.222 | 8.3168 | 501.9 | 2525283.4372 | 7.1312 | 414 | 2103353.773 | 5.9398 | 327.35 | 1680408.3898 | 4.7455 | 280.75 | 1263752.369 | 3.5688 | 254.575 | 840616.0293 | 2.3737 | 230.4263 | 421473.8497 | 1.1903 | 207.3375 | 3484.092 | 3471.6125 | 10.257 | 185.8215 | 1744.1312 | 5.1532 | 159.2152 | 2846.1768 | 2811.3652 | 20.5825 | 181.4288 | 1422.4395 | 10.414 | 167.9178 | 108.3222 | 9.403 | 459.125 | 99.749 | 8.6587 | 460.225 | 2466510.6765 | 16.655 | 550.55 | 13364148.6078 | 90.2403 | 514.475 | 129.825 | [5 empty] | 2 | [16 empty] | 0 | 2018 |  | #REF! | #REF! | #REF! | #REF! |  | 2 | [5 empty] | BRD
ITI | BRD |  | 2018 | ITI1100 | Low-End | [16 empty] | Blade |  | Managed | 4 | Silver 4116 | 2 | 2 | 2101 | 12 | 2 | 63675 | 16 | 4 x SKhynix 16 GB 2Rx8 PC4-2666T-RE1-11 | 2 | 15K HDD | SAS | 2 | Redundant | 2200 | Microsoft Corporation Microsoft Windows | 6.3.9600 | Oracle Corporation | 1.8.0_181-b13 |  | 16.811 | 17.658 | 23.076 | 12.94 | 13.831 | 21.493 |  | 28.114 | 53.427 | 13.843 | 14.955 | 98.611 | 42887.3955 | 42869.776 | 6.191 | 289.175 | 32180.389 | 4.6475 | 217.7428 | 21427.4732 | 3.0945 | 179.1265 | 10706.3548 | 1.5462 | 152.8007 | 341891.8623 | 341738.41 | 5.7915 | 267.15 | 256485.662 | 4.3465 | 181.6163 | 170999.8422 | 2.898 | 162.7663 | 85456.034 | 1.4483 | 137.6072 | 135790.1443 | 135596.967 | 8.5032 | 293.225 | 101867.1785 | 6.388 | 219.0493 | 67949.5185 | 4.261 | 178.0693 | 33969.908 | 2.1303 | 152.0153 | 63197.6435 | 63165.346 | 4.1952 | 243.863 | 47385.135 | 3.1473 | 186.904 | 31600.0677 | 2.0987 | 158.7572 | 15799.7632 | 1.0493 | 143.3185 | 98421.9685 | 98391.4177 | 4.7107 | 258.225 | 73832.955 | 3.5347 | 201.7275 | 49202.3498 | 2.3558 | 165.5105 | 24587.8348 | 1.1772 | 146.3275 | 7213.5055 | 7214.4372 | 7.3855 | 258.575 | 5419.9805 | 5.5485 | 212.4235 | 3592.0123 | 3.6772 | 163.5782 | 1803.1385 | 1.8458 | 145.0507 | 1937399.4387 | 1938120.0873 | 5.4733 | 284.5 | 1694664.3228 | 4.7858 | 240.362 | 1452099.832 | 4.1007 | 203.3048 | 1209704.5995 | 3.4162 | 183.6082 | 968922.8187 | 2.7363 | 170.5985 | 727937.336 | 2.0558 | 159.8215 | 484759.6792 | 1.369 | 149.0215 | 242993.3117 | 0.68625 | 138.5935 | 1532.3628 | 1522.43 | 4.498 | 119.543 | 765.1493 | 2.2607 | 107.6192 | 1187.4482 | 1188.9427 | 8.7045 | 119.3865 | 594.7787 | 4.3545 | 111.223 | 41.989 | 3.645 | 238.2548 | 40.0502 | 3.4765 | 237.7915 | 1610096.0065 | 10.872 | 308 | 4528925.2885 | 30.5813 | 310.1 | 97.425 | [5 empty] | 2 | [24 empty] | 2 | [5 empty] | BRD
ITI | BRD |  | 2018 | ITI1101 | Typical | [16 empty] | Blade |  | Managed | 4 | Silver 4116 | 2 | 2 | 2101 | 12 | 2 | 190675 | 48 | 12 x SKhynix 16 GB 2Rx8 PC4-2666T-RE1-11 | 4 | 15K HDD | SAS | 2 | Redundant | 2200 | Microsoft Corporation Microsoft Windows | 6.3.9600 | Oracle Corporation | 1.8.0_181-b13 |  | 15.524 | 24.288 | 20.85 | 11.645 | 12.482 | 19.533 |  | 33.43 | 67.688 | 13.747 | 29.85 | 155.792 | 45361.4733 | 45381.5852 | 6.5537 | 323.6 | 34017.2407 | 4.9127 | 251.45 | 22694.1947 | 3.2775 | 206.484 | 11340.4158 | 1.6378 | 177.0828 | 655876.4577 | 656124.0595 | 11.1192 | 348.6 | 491863.134 | 8.3355 | 280.525 | 328010.2875 | 5.5587 | 223.357 | 163982.3772 | 2.779 | 188.3465 | 134829.398 | 134924.845 | 8.461 | 318.975 | 101128.2618 | 6.3418 | 235.6145 | 67471.927 | 4.2313 | 197.2343 | 33673.8003 | 2.1117 | 171.123 | 63100.6082 | 63108.3997 | 4.1915 | 267.3 | 47302.7743 | 3.1418 | 205.0457 | 31545.1947 | 2.095 | 177.3022 | 15735.5282 | 1.045 | 161.3265 | 98362.6562 | 98372.1145 | 4.7097 | 281.45 | 73788.1325 | 3.5328 | 221.7208 | 49202.8438 | 2.3558 | 184.518 | 24597.7608 | 1.1778 | 165.116 | 7195.3347 | 7196.6523 | 7.3673 | 281.825 | 5383.6987 | 5.5113 | 225.73 | 3601.0078 | 3.6862 | 182.475 | 1803.9023 | 1.8467 | 163.5515 | 2349108.0865 | 2349349.0985 | 6.6345 | 333.725 | 2059671.6917 | 5.8165 | 304.775 | 1762895.285 | 4.9783 | 263.375 | 1470196.702 | 4.1517 | 228.5345 | 1171233.5375 | 3.3075 | 207.9603 | 882920.9132 | 2.4933 | 192.426 | 586424.7342 | 1.656 | 177.7355 | 293207.856 | 0.828 | 162.4095 | 2106.306 | 2099.1815 | 6.2023 | 140.5993 | 1054.4962 | 3.1155 | 122.9772 | 1780.129 | 1779.734 | 13.0297 | 141.473 | 891.6943 | 6.5282 | 131.231 | 109.536 | 9.5083 | 318.85 | 109.9865 | 9.5475 | 319.5 | 1623491.9645 | 10.9625 | 339.2 | 7892656.4138 | 53.2945 | 342.075 | 108.125 | [5 empty] | 2 | [24 empty] | 2 | [5 empty] | BRD
ITI | CWP |  | 2018 | ITI1105 | Typical | [16 empty] | Rack |  | Managed | 1 | Gold 6136 | 2 | 2 | 3001 | 12 | 2 | 447400 | 24 | 20 x 1GB 2Rx4 PC2-5300F ECC CL5; slots 1, 2, | 11 | 9 7.2 K HDD/2 SSD | 2 SAS/8SATA | 1 | Standard | 750 | Microsoft Corporation Microsoft Windows | 6.3.9600 | Oracle Corporation | 1.8.0_91-b14 |  | 8.724 | 12.34 | 11.96 | 6.397 | 7.164 | 10.961 |  | 41.433 | 425.589 | 6.839 | 12.434 | 122.803 | 63337.363 | 63584.552 | 9.183 | 921.304 | 47558.375 | 6.868 | 651.491 | 31690.981 | 4.577 | 472.777 | 15811.269 | 2.283 | 401.049 | 813605.102 | 813616.417 | 13.788 | 942.225 | 610002.759 | 10.338 | 702.306 | 406852.343 | 6.895 | 507.517 | 203394.762 | 3.447 | 435.068 | 212235.25 | 208229.623 | 13.058 | 911.189 | 159159.325 | 9.981 | 800.354 | 106219.9 | 6.661 | 482.482 | 53058.131 | 3.327 | 401.256 | 93834.835 | 93857.349 | 6.234 | 778.689 | 70366.907 | 4.674 | 642.782 | 46873.29 | 3.113 | 435.854 | 23451.141 | 1.558 | 386.692 | 153679.494 | 153737.116 | 7.36 | 845.382 | 115221.705 | 5.516 | 701.748 | 76902.905 | 3.682 | 450.184 | 38430.483 | 1.84 | 391 | 10869.309 | 10872.48 | 11.13 | 863.091 | 8172.998 | 8.367 | 664.572 | 5454.374 | 5.584 | 452.747 | 2718.758 | 2.783 | 386.062 | 2836798.826 | 2834506.431 | 8.005 | 884.602 | 2485598.327 | 7.019 | 784.59 | 2127193.087 | 6.007 | 651.305 | 1775605.83 | 5.014 | 565.507 | 1421292.906 | 4.014 | 490.543 | 1060844.658 | 2.996 | 440.362 | 707510.469 | 1.998 | 408.048 | 352854.074 | 0.996 | 375.778 | 7007.254 | 6840.673 | 20.211 | 357.386 | 3509.108 | 10.368 | 341.551 | 29177.853 | 29607.315 | 216.76 | 360.896 | 14584.318 | 106.774 | 354.067 | 134.117 | 11.642 | 822.106 | 94.445 | 8.198 | 750.893 | 2310496.318 | 15.601 | 946.176 | 16916626.508 | 114.228 | 930.17 | 294.2 | [5 empty] | 2 | 2 | [23 empty] | 2 | [5 empty] | CWP
ITI | DPT |  | 2016 | ITI1109 | High-End | [16 empty] | Rack |  | Managed | 1 | Platinum 8280L | 2 | 2 | 2700 | 28 | 2 | 768000 | 24 | 24 x 32GB 2Rx8 DDR4 RDIMMM 2933MHz | 8 | SSD | SAS | 2 | Standard | 2000 | Microsoft Corporation Microsoft Windows | 10.0.14393 | Oracle Corporation | 1.7.0-b147 |  | 14.723 | 2.639 | 11.415 | 13.429 | 13.788 | 16.037 |  | 72.037 | 319.287 | 10.587 | 17.33 | 284.455 | 120547.892 | 120553.854 | 17.41 | 824.823 | 90504.814 | 13.07 | 755.455 | 60358.636 | 8.717 | 617.113 | 30140.294 | 4.353 | 477.894 | 178491.48 | 178447.265 | 3.024 | 792.603 | 133843.678 | 2.268 | 730.99 | 89228.598 | 1.512 | 597.394 | 44633.837 | 0.756 | 467.194 | 209557.054 | 208940.93 | 13.103 | 772.99 | 157055.36 | 9.849 | 749.484 | 104807.599 | 6.572 | 614.903 | 52356.387 | 3.283 | 460.345 | 214218.524 | 214266.448 | 14.231 | 731.513 | 160685.983 | 10.672 | 647.774 | 107058.252 | 7.11 | 555.903 | 53516.006 | 3.554 | 447.981 | 321698.281 | 321634.344 | 15.399 | 781.152 | 241376.355 | 11.556 | 707.358 | 160739.516 | 7.696 | 585.174 | 80362.497 | 3.847 | 450.887 | 17006.995 | 17007.47 | 17.411 | 769.816 | 12750.339 | 13.053 | 660.384 | 8492.511 | 8.694 | 556.845 | 4262.693 | 4.364 | 460.416 | 4759744.154 | 4783215.426 | 13.508 | 821.67 | 4163510.566 | 11.758 | 747.136 | 3561723.363 | 10.058 | 684.35 | 2967434.157 | 8.38 | 627.277 | 2381025.838 | 6.724 | 574.318 | 1780188.42 | 5.027 | 523.474 | 1189396.177 | 3.359 | 475.84 | 594581.407 | 1.679 | 429.024 | 11258.913 | 11562.354 | 34.162 | 332.243 | 5626.943 | 16.625 | 329.407 | 20308.846 | 20315.953 | 148.737 | 330.705 | 10166.533 | 74.431 | 328.373 | 139.395 | 12.1 | 697.244 | 140.065 | 12.158 | 702.588 | 3595379.669 | 24.277 | 811.803 | 34164771.499 | 230.695 | 811.006 | 326.5 | [7 empty] | 2 | [14 empty] | 0 | 2016 |  | #REF! | #REF! | #REF! | #REF! |  | 2 | [5 empty] | DPT
ITI | DPT |  | 2016 | ITI1110 | Low-End | [16 empty] | Rack |  | Managed | 1 | Gold 5222 | 2 | 2 | 3800 | 4 | 2 | 192000 | 12 | 12 x 16GB 2Rx8 DDR4 RDIMM 2667MHz | 1 | HDD | SAS | 1 | Standard | 2000 | Microsoft Corporation Microsoft Windows | 10.0.14393 | Oracle Corporation | 1.7.0-b147 |  | 9.005 | 1.478 | 6.515 | 7.067 | 7.421 | 8.34 |  | 53.009 | 1518.26 | 6.877 | 27.812 | 76.342 | 23274.247 | 23214.321 | 3.353 | 270.626 | 17452.42 | 2.52 | 240.156 | 11601.06 | 1.675 | 203.792 | 5827.14 | 0.842 | 136.781 | 31718.925 | 31716.757 | 0.537 | 260.775 | 23786.082 | 0.403 | 232.09 | 15859.479 | 0.269 | 199.488 | 7905.051 | 0.134 | 135.379 | 39433.641 | 39643.113 | 2.486 | 282.593 | 29576.165 | 1.855 | 248.737 | 19734.404 | 1.238 | 206.301 | 9857.582 | 0.618 | 135.032 | 36184.396 | 36182.832 | 2.403 | 232.113 | 27114.795 | 1.801 | 214.791 | 18079.905 | 1.201 | 191.134 | 9052.721 | 0.601 | 131.481 | 55061.927 | 55094.545 | 2.638 | 248.968 | 41311.673 | 1.978 | 227.547 | 27508.541 | 1.317 | 196.977 | 13755.204 | 0.659 | 133.664 | 2872.544 | 2872.782 | 2.941 | 240.548 | 2152.218 | 2.203 | 217.63 | 1442.929 | 1.477 | 190.404 | 716.374 | 0.733 | 145.519 | 1062016.034 | 1064861.028 | 3.007 | 264.311 | 929172.851 | 2.624 | 251.452 | 798918.327 | 2.256 | 235.72 | 661692.685 | 1.869 | 220.604 | 534199.247 | 1.509 | 205.127 | 393406.202 | 1.111 | 188.59 | 263511.74 | 0.744 | 171.57 | 131563.794 | 0.372 | 134.255 | 2733.201 | 2745.479 | 8.112 | 110.71 | 1364.468 | 4.031 | 105.12 | 39984.61 | 40073.084 | 293.382 | 162.539 | 19985.507 | 146.317 | 114.573 | 87.365 | 7.584 | 269.345 | 87.021 | 7.554 | 274.975 | 678495.135 | 4.581 | 282.741 | 3188319.414 | 21.529 | 282.006 | 70.4 | [5 empty] | 2 | [16 empty] | 0 | 2016 |  | #REF! | #REF! | #REF! | #REF! |  | 2 | [5 empty] | DPT
ITI | EMN |  | 2016 | ITI1111 | High-End | [16 empty] | Rack |  | Managed | 1 | EPYC 7742 | 2 | 2 | 2246 | 64 | 2 | 511900 | 16 | 16 x 1GB 2Rx4 PC2-5300F ECC CL5; slots 1, 2, | 2 | SSD | SAS | 1 | Standard | 250 | Microsoft Corporation Microsoft Windows | 10.0.14393 | Oracle Corporation | 1.8.0_201-b09 |  | 26.571 | 26.036 | 44.214 | 37.814 | 37.226 | 58.588 |  | 74.068 | 673.26 | 26.954 | 22.271 | 521.834 | 90336.045 | 90308.807 | 13.042 | 395.448 | 67742.339 | 9.783 | 276.438 | 45173.185 | 6.524 | 244.383 | 22505.149 | 3.25 | 203.152 | 716617.593 | 716588.874 | 12.144 | 392.024 | 537363.453 | 9.107 | 255.875 | 358419.705 | 6.074 | 225.396 | 179075.13 | 3.035 | 196.212 | 330474.592 | 330279.026 | 20.712 | 352.633 | 248011.146 | 15.553 | 320.172 | 165365.603 | 10.37 | 217.101 | 82557.999 | 5.177 | 184.629 | 247682.191 | 246721.089 | 16.386 | 336.341 | 184851.671 | 12.277 | 295.791 | 123435.297 | 8.198 | 194.137 | 61939.146 | 4.114 | 171.817 | 358307.979 | 360589.235 | 17.264 | 348.696 | 269035.503 | 12.88 | 324.62 | 179146.592 | 8.577 | 209.922 | 89701.438 | 4.295 | 179.503 | 24925.738 | 24170.437 | 24.743 | 317.504 | 18329.548 | 18.764 | 292.48 | 12452.463 | 12.748 | 199.576 | 6210.877 | 6.358 | 172.32 | 5527115.941 | 5454093.84 | 15.402 | 397.098 | 4749795.012 | 13.413 | 392.55 | 4129875.934 | 11.663 | 320.46 | 3461299.809 | 9.775 | 273.465 | 2758232.662 | 7.789 | 249.838 | 2075026.962 | 5.86 | 230.889 | 1382753.902 | 3.905 | 206.118 | 692143.511 | 1.955 | 181.3 | 5334.602 | 5381.461 | 15.9 | 151.835 | 2661.897 | 7.865 | 150.121 | 19475.982 | 19551.69 | 143.141 | 150.528 | 9729.549 | 71.232 | 149.437 | 86.878 | 7.541 | 344.905 | 87.387 | 7.586 | 334.395 | 2691070.295 | 18.171 | 335.634 | 28170413.086 | 190.218 | 364.519 | 106 | [5 empty] | 6 | [16 empty] | 0 | 2016 |  | #REF! | #REF! | #REF! | #REF! |  | 2 | [5 empty] | EMN
ITI | EMN |  | 2016 | ITI1112 | Low-End | [16 empty] | Rack |  | Managed | 1 | EPYC 7262 | 1 | 1 | 3194 | 8 | 2 | 63900 | 8 | 8 x 1GB 2Rx4 PC2-5300F ECC CL5; slots 1, 2, | 2 | SSD | SAS | 1 | Standard | 250 | Microsoft Corporation Microsoft Windows | 10.0.14393 | Oracle Corporation | 1.8.0_201-b09 |  | 6.999 | 12.8 | 8.332 | 5.274 | 5.894 | 9.38 |  | 3.835 | 9.042 | 6.072 | 24.56 | 48.589 | 19476.46 | 19478.402 | 2.813 | 221.99 | 14592.592 | 2.107 | 221.99 | 9724.952 | 1.404 | 221.99 | 4846.261 | 0.7 | 221.99 | 329339.911 | 329343.936 | 5.581 | 241.28 | 247044.026 | 4.187 | 241.28 | 164690.519 | 2.791 | 241.28 | 82302.446 | 1.395 | 241.28 | 57976.666 | 57753.616 | 3.622 | 241.28 | 43437.08 | 2.724 | 241.28 | 29042.324 | 1.821 | 241.28 | 14495.906 | 0.909 | 241.28 | 34595.207 | 34608.513 | 2.299 | 241.28 | 25953.367 | 1.724 | 241.28 | 17290.364 | 1.148 | 241.28 | 8679.525 | 0.576 | 241.28 | 53694.599 | 53662.314 | 2.569 | 241.28 | 40249.761 | 1.927 | 241.28 | 26864.081 | 1.286 | 241.28 | 13417.764 | 0.642 | 241.28 | 3994.243 | 3994.692 | 4.089 | 241.28 | 3000.919 | 3.072 | 241.28 | 1999.834 | 2.047 | 241.28 | 996.338 | 1.02 | 241.28 | 1101894.192 | 1111467.466 | 3.139 | 241.28 | 961615.111 | 2.716 | 241.28 | 817611.012 | 2.309 | 241.28 | 689662.314 | 1.948 | 241.28 | 554861.955 | 1.567 | 241.28 | 413421.755 | 1.167 | 241.28 | 276558.045 | 0.781 | 241.28 | 137316.639 | 0.388 | 241.28 | 453.609 | 432.683 | 1.278 | 241.28 | 226.627 | 0.67 | 241.28 | 424.745 | 420.668 | 3.08 | 241.28 | 211.096 | 1.545 | 241.28 | 68.024 | 5.905 | 237.179 | 66.414 | 5.765 | 237.95 | 623877.658 | 4.213 | 237.95 | 1712240.571 | 11.562 | 237.95 | 238 | [5 empty] | 6 | [16 empty] | 0 | 2016 |  | #REF! | #REF! | #REF! | #REF! |  | 1 | [5 empty] | EMN
ITI | EMN |  | 2016 | ITI1113 | Typical | [16 empty] | Rack |  | Managed | 1 | EPYC 7402 | 1 | 1 | 2795 | 24 | 2 | 127900 | 8 | 8 x 1GB 2Rx4 PC2-5300F ECC CL5; slots 1, 2, | 2 | SSD | SAS | 1 | Standard | 250 | Microsoft Corporation Microsoft Windows | 10.0.14393 | Oracle Corporation | 1.8.0_201-b09 |  | 21.033 | 28.978 | 26.555 | 20.735 | 21.97 | 34.936 |  | 68.915 | 656.438 | 21.342 | 27.57 | 180.762 | 56897.179 | 56859.684 | 8.211 | 279.895 | 42718.515 | 6.169 | 239.333 | 28377.563 | 4.098 | 194.56 | 14188.137 | 2.049 | 166.763 | 649361.267 | 649575.411 | 11.008 | 274.913 | 487476.643 | 8.261 | 211.048 | 324516.023 | 5.5 | 193.908 | 162262.103 | 2.75 | 173.355 | 151615.77 | 155787.333 | 9.769 | 255.405 | 113739.626 | 7.133 | 226.155 | 75846.349 | 4.756 | 172.625 | 37893.752 | 2.376 | 158.839 | 101900.181 | 101898.698 | 6.768 | 223.549 | 76476.542 | 5.079 | 191.789 | 50964.316 | 3.385 | 161.349 | 25466.542 | 1.691 | 153.908 | 158076.905 | 157962.252 | 7.563 | 246.843 | 118606.109 | 5.678 | 206.362 | 78930.694 | 3.779 | 166.427 | 39539.611 | 1.893 | 155.526 | 11674.749 | 11673.499 | 11.95 | 241.534 | 8572.011 | 8.775 | 202.263 | 5810.896 | 5.949 | 167.1 | 2935.738 | 3.005 | 154.163 | 3397348.704 | 3404344.884 | 9.614 | 284.172 | 2926240.268 | 8.264 | 262.188 | 2518478.686 | 7.112 | 243.297 | 2106511.863 | 5.949 | 218.621 | 1688900.692 | 4.769 | 196.963 | 1280321.464 | 3.616 | 184.614 | 847719.399 | 2.394 | 170.821 | 425948.648 | 1.203 | 157.556 | 4934.828 | 5070.928 | 14.982 | 152.682 | 2470.38 | 7.299 | 150.808 | 19144.869 | 19079.257 | 139.683 | 151.217 | 9582.121 | 70.152 | 150.383 | 75.559 | 6.559 | 238.202 | 75.705 | 6.572 | 238.057 | 1829006.972 | 12.35 | 271.397 | 7255336.141 | 48.991 | 271.026 | 126.4 | [5 empty] | 6 | [16 empty] | 0 | 2016 |  | #REF! | #REF! | #REF! | #REF! |  | 1 | [5 empty] | EMN
ITI | ENM |  | 2016 | ITI1114 | High-End | [16 empty] | Rack |  | Managed | 1 | EPYC 7742 | 2 | 2 | 2246 | 64 | 2 | 511900 | 16 | 16 x 1GB 2Rx4 PC2-5300F ECC CL5; slots 1, 2, | 8 | HDD | SAS | 1 | Standard | 250 | Microsoft Corporation Microsoft Windows | 10.0.14393 | Oracle Corporation | 1.8.0_201-b09 |  | 20.723 | 19.792 | 33.735 | 26.296 | 27.243 | 45.112 |  | 47.304 | 432.003 | 20.181 | 18.634 | 422.017 | 90200.093 | 90189.87 | 13.025 | 446.82 | 67655.958 | 9.771 | 360.1 | 45116.2 | 6.516 | 322.164 | 22588.468 | 3.262 | 282.97 | 716555.874 | 716516.02 | 12.143 | 437.09 | 537317.837 | 9.106 | 346.05 | 358351.896 | 6.073 | 311.772 | 179126.89 | 3.036 | 281.704 | 331659.049 | 323712.174 | 20.3 | 426.35 | 247855.958 | 15.543 | 378.295 | 165998.887 | 10.41 | 302.933 | 82868.917 | 5.197 | 269.722 | 233049.835 | 240654.501 | 15.983 | 401.31 | 174772.64 | 11.608 | 378.1 | 116626.785 | 7.746 | 298.456 | 58267.769 | 3.87 | 256.847 | 351255.337 | 344786.03 | 16.507 | 419.37 | 263301.721 | 12.606 | 406.505 | 175883.361 | 8.421 | 296.43 | 87864.691 | 4.207 | 264.792 | 25018.396 | 24998.07 | 25.59 | 375.4 | 18628.245 | 19.07 | 353.816 | 12521.008 | 12.818 | 283.798 | 6256.779 | 6.405 | 256.626 | 5482512.542 | 5520259.097 | 15.589 | 461.21 | 4716476.153 | 13.319 | 468.81 | 4099328.568 | 11.576 | 423.795 | 3438343.497 | 9.71 | 363.029 | 2734246.623 | 7.721 | 337.939 | 2059818.686 | 5.817 | 318.993 | 1368842.523 | 3.866 | 296.465 | 685022.823 | 1.934 | 267.964 | 5207.158 | 5372.289 | 15.873 | 234.47 | 2603.781 | 7.693 | 232.741 | 19457.542 | 19322.223 | 141.461 | 232.94 | 9737.361 | 71.289 | 231.976 | 86.324 | 7.493 | 401.195 | 86.482 | 7.507 | 403.81 | 34713.106 | 0.234 | 357.89 | 27568747.991 | 186.156 | 441.109 | 271.4 | [5 empty] | 7 | [16 empty] | 0 | 2016 |  | #REF! | #REF! | #REF! | #REF! |  | 2 | [5 empty] | ENM
ITI | ENM |  | 2016 | ITI1115 | Low-End | [16 empty] | Rack |  | Managed | 1 | EPYC 7262 | 1 | 1 | 3194 | 8 | 2 | 63900 | 8 | 8 x 1GB 2Rx4 PC2-5300F ECC CL5; slots 1, 2, | 2 | SSD | SAS | 1 | Standard | 250 | Microsoft Corporation Microsoft Windows | 10.0.14393 | Oracle Corporation | 1.8.0_201-b09 |  | 10.137 | 17.968 | 11.61 | 7.386 | 8.291 | 13.204 |  | 26.722 | 422.271 | 8.485 | 34.053 | 68.057 | 19470.607 | 19466.138 | 2.811 | 153.77 | 14631.977 | 2.113 | 153.77 | 9729.344 | 1.405 | 153.77 | 4898 | 0.707 | 153.77 | 329536.61 | 329621.327 | 5.586 | 172.01 | 247110.725 | 4.188 | 172.05 | 164873.571 | 2.794 | 172.05 | 82435.113 | 1.397 | 172.05 | 57873.163 | 56470.353 | 3.541 | 172.05 | 43459.205 | 2.725 | 172.05 | 28966.932 | 1.817 | 172.05 | 14483.031 | 0.908 | 172.05 | 34589.228 | 34577.269 | 2.296 | 172.05 | 25904.429 | 1.72 | 172.05 | 17284.867 | 1.148 | 172.05 | 8657.415 | 0.575 | 172.05 | 53800.368 | 53757.169 | 2.574 | 172.05 | 40393.104 | 1.934 | 172.05 | 26946.408 | 1.29 | 172.05 | 13469.465 | 0.645 | 172.05 | 4005.577 | 4004.193 | 4.099 | 172.05 | 3029.079 | 3.101 | 172.05 | 1988.41 | 2.036 | 172.05 | 1005.735 | 1.03 | 172.05 | 1102267.73 | 1111096.175 | 3.138 | 172.05 | 958130.635 | 2.706 | 172.05 | 822078.063 | 2.322 | 172.05 | 673265.446 | 1.901 | 172.05 | 552334.78 | 1.56 | 172.05 | 414899.426 | 1.172 | 172.05 | 273949.942 | 0.774 | 172.05 | 137851.823 | 0.389 | 172.05 | 2144.862 | 2239.818 | 6.618 | 172.05 | 1081.086 | 3.194 | 172.05 | 14032.966 | 14080.812 | 103.088 | 172.05 | 6993.617 | 51.202 | 172.05 | 67.642 | 5.872 | 170.685 | 66.312 | 5.756 | 170.77 | 627445.715 | 4.237 | 170.77 | 1721186.906 | 11.622 | 170.77 | 170.8 | [5 empty] | 6 | [16 empty] | 0 | 2016 |  | #REF! | #REF! | #REF! | #REF! |  | 1 | [5 empty] | ENM
ITI | ENM |  | 2016 | ITI1116 | Typical | [16 empty] | Rack |  | Managed | 1 | EPYC 7402 | 1 | 1 | 2795 | 24 | 2 | 127900 | 8 | 8 x 1GB 2Rx4 PC2-5300F ECC CL5; slots 1, 2, | 2 | 1 SDD/1 HDD | SAS | 1 | Standard | 250 | Microsoft Corporation Microsoft Windows | 10.0.14393 | Oracle Corporation | 1.8.0_201-b09 |  | 26.159 | 24.899 | 48.058 | 37.636 | 39.644 | 61.998 |  | 85.208 | 730.352 | 27.359 | 21.253 | 270.585 | 77924.605 | 77963.22 | 11.259 | 362.842 | 58401.227 | 8.434 | 241.011 | 38999.764 | 5.632 | 214.895 | 19476.604 | 2.813 | 170.95 | 606945.611 | 606783.341 | 10.283 | 345.067 | 455221.716 | 7.715 | 223.815 | 303458.447 | 5.143 | 200.179 | 151775.085 | 2.572 | 176.592 | 344117.775 | 332631.018 | 20.859 | 343.024 | 258199.957 | 16.192 | 301.023 | 172170.84 | 10.797 | 205.958 | 86097.664 | 5.399 | 173.549 | 232554.854 | 229526.523 | 15.244 | 327.645 | 172797.115 | 11.477 | 267.599 | 115985.75 | 7.703 | 186.593 | 58166.578 | 3.863 | 158.618 | 357339.225 | 367699.572 | 17.604 | 333.11 | 267693.93 | 12.816 | 304.474 | 178708.632 | 8.556 | 198.414 | 89441.03 | 4.282 | 166.3 | 24536.193 | 24755.588 | 25.342 | 304.959 | 18085.874 | 18.514 | 275.996 | 12241.097 | 12.531 | 185.665 | 6132.908 | 6.278 | 159.887 | 4926073.711 | 4931475.092 | 13.926 | 373.436 | 4276254.8 | 12.076 | 343.383 | 3698866.539 | 10.445 | 272.098 | 3078872.534 | 8.695 | 235.126 | 2466098.61 | 6.964 | 218.436 | 1849698.277 | 5.223 | 204.059 | 1234337.82 | 3.486 | 181.408 | 613894.208 | 1.734 | 161.248 | 5754.923 | 5730.238 | 16.93 | 141.327 | 2864.697 | 8.464 | 139.652 | 19705.189 | 19662.741 | 143.954 | 139.865 | 9831.145 | 71.976 | 138.879 | 72.583 | 6.301 | 291.629 | 72.648 | 6.306 | 301.626 | 3606153.938 | 24.35 | 341.746 | 13741520.614 | 92.788 | 342.917 | 106.2 | [5 empty] | 9 | [16 empty] | 0 | 2016 |  | #REF! | #REF! | #REF! | #REF! |  | 1 | [5 empty] | ENM
ITI | FXJ |  | 2019 | ITI1117 | High-End | [16 empty] | Blade |  | Managed | 4 | Platinum 8280 | 2 | 2 | 2700 | 28 | 2 | 750000 | 24 | 24 x 32GB DDR4-2933-MHz RDIMM/2Rx4/1.2v; | 2 | SSD | SATA | 2 | Grid | 2500 | Microsoft Corporation Microsoft Windows | 14393.3181 | Oracle Corporation | 1.8.0_221-b11 |  | 14.949 | 19.584 | 25.506 | 15.129 | 16.104 | 24.365 |  | 20.98 | 256.083 | 13.313 | 21.207 | 414.667 | 108905.5095 | 108909.6552 | 15.7285 | 599.25 | 81660.1018 | 11.793 | 599.3 | 54482.6205 | 7.8682 | 584.85 | 27234.887 | 3.9333 | 547.175 | 1181927 | 1181901.1568 | 20.0295 | 599.45 | 886538.691 | 15.024 | 599.575 | 590992.8603 | 10.0155 | 583.275 | 295519.0297 | 5.008 | 489.425 | 360547.289 | 360747.7137 | 22.6223 | 599.225 | 270356.2998 | 16.954 | 598.5 | 180302.341 | 11.3067 | 499.1 | 90119.7133 | 5.6515 | 323.475 | 196315.0493 | 195948.3245 | 13.0143 | 599.025 | 147234.1903 | 9.7788 | 553.725 | 98147.0513 | 6.5185 | 448.9 | 49061.2677 | 3.2585 | 346.475 | 289808.992 | 289258.3308 | 13.8488 | 599.025 | 217418.65 | 10.4093 | 585.3 | 144898.5072 | 6.9372 | 465.975 | 72499.7477 | 3.471 | 315.85 | 21452.371 | 21348.9942 | 21.855 | 598.975 | 16087.6413 | 16.469 | 575 | 10729.3932 | 10.9838 | 483.375 | 5366.6 | 5.4938 | 370.125 | 4735325.5075 | 4719061.9062 | 13.3265 | 599.325 | 4140542.1115 | 11.6928 | 596.525 | 3549693.4378 | 10.0243 | 574.675 | 2960755.0003 | 8.361 | 517.625 | 2367655.4457 | 6.6863 | 463.175 | 1776194.785 | 5.016 | 415.625 | 1185075.7877 | 3.3465 | 370.95 | 593308.9417 | 1.6755 | 327.65 | 2713.7308 | 2750.314 | 8.126 | 282.725 | 1353.1208 | 3.998 | 261.05 | 12624.9397 | 12646.6547 | 92.5885 | 256.25 | 6317.7122 | 46.253 | 254.8 | 147.3615 | 12.7918 | 598.05 | 144.9895 | 12.586 | 598.575 | 3468973.4907 | 23.424 | 598.675 | 36750437.417 | 248.1542 | 598.425 | 448.225 | [7 empty] | 8 | [14 empty] | 0 | 2019 |  | #REF! | #REF! | #REF! | #REF! |  | 2 | [5 empty] | FXJ
ITI | FXJ |  | 2019 | ITI1118 | Low-End | [16 empty] | Blade |  | Managed | 4 | Silver 4108 | 2 | 2 | 1800 | 8 | 2 | 192000 | 12 | 12 x 16GB DDR4-2666-MHz RDIMM/2Rx4/1.2v; | 2 | SSD | SATA | 2 | Grid | 2500 | Microsoft Corporation Microsoft Windows | 14393.3181 | Oracle Corporation | 1.8.0_221-b11 |  | 9.569 | 15.846 | 12.437 | 6.592 | 7.295 | 11.318 |  | 35.372 | 376.241 | 7.484 | 25.304 | 119.094 | 26400.188 | 26445.816 | 3.8192 | 250.5 | 19792.247 | 2.8582 | 233.9015 | 13205.9205 | 1.9072 | 216.4547 | 6602.6775 | 0.9535 | 186.6863 | 391951.9967 | 392157.254 | 6.6457 | 267.375 | 293972.3943 | 4.982 | 249.9412 | 195919.7275 | 3.3203 | 226.6912 | 97980.201 | 1.6605 | 191.0902 | 77466.5363 | 77494.6258 | 4.8598 | 242.3162 | 58073.915 | 3.6418 | 228.5 | 38748.82 | 2.43 | 214.0757 | 19400.9768 | 1.2167 | 184.4783 | 36676.6787 | 36719.288 | 2.4388 | 221.4967 | 27524.402 | 1.828 | 212.904 | 18349.2798 | 1.2188 | 202.7572 | 9151.1938 | 0.60775 | 182.9105 | 57286.381 | 57313.5923 | 2.744 | 228.0855 | 42977.3198 | 2.0575 | 219.0677 | 28629.5775 | 1.3707 | 206.625 | 14331.451 | 0.68625 | 181.6113 | 4203.5665 | 4202.32 | 4.302 | 227.7685 | 3160.557 | 3.2355 | 217.4395 | 2109.5228 | 2.1595 | 205.45 | 1048.3063 | 1.0733 | 193.212 | 1227726.4263 | 1227547.4837 | 3.4665 | 251.45 | 1074549.0022 | 3.0345 | 240.988 | 921040.1265 | 2.601 | 231.4152 | 768323.6737 | 2.1698 | 222.8638 | 614669.7392 | 1.7357 | 214.3375 | 460569.3542 | 1.3008 | 206.135 | 307072.0305 | 0.86725 | 197.9243 | 154733.502 | 0.437 | 188.8105 | 2846.9147 | 2980.4817 | 8.806 | 172.5778 | 1422.715 | 4.2035 | 171.4275 | 12478.799 | 12528.4107 | 91.7228 | 172.7552 | 6247.987 | 45.7428 | 171.5675 | 80.1273 | 6.9555 | 271.675 | 78.4193 | 6.8072 | 272.15 | 920658.9017 | 6.2168 | 254.8 | 4503128.5572 | 30.407 | 255.3 | 170.325 | [7 empty] | 4 | [14 empty] | 0 | 2019 |  | #REF! | #REF! | #REF! | #REF! |  | 2 | [5 empty] | FXJ
ITI | FXJ |  | 2019 | ITI1119 | Typical | [16 empty] | Blade |  | Managed | 4 | Gold 6248 | 2 | 2 | 2500 | 20 | 2 | 384000 | 12 | 12 x 32GB DDR4-2933-MHz RDIMM/2Rx4/1.2v; | 2 | SSD | SATA | 2 | Grid | 2500 | Microsoft Corporation Microsoft Windows | 14393.3181 | Oracle Corporation | 1.8.0_221-b11 |  | 17.348 | 24.806 | 24.931 | 13.806 | 14.57 | 23.081 |  | 28.706 | 325.709 | 12.92 | 23.954 | 272.765 | 88912.5458 | 88885.7618 | 12.8365 | 534.7 | 66683.9245 | 9.6303 | 487.625 | 44475.4287 | 6.423 | 390.175 | 22231.6498 | 3.2105 | 276.625 | 1084396.0698 | 1084319.0397 | 18.3758 | 560.2 | 813383.4125 | 13.7843 | 500.75 | 541769.6095 | 9.1813 | 388.175 | 271112.673 | 4.5945 | 259.1 | 285387.379 | 287101.4275 | 18.004 | 504.275 | 214107.2172 | 13.4265 | 491.025 | 142799.046 | 8.955 | 395.9 | 71318.0945 | 4.4722 | 255.6 | 140365.3888 | 140416.694 | 9.326 | 478.375 | 105279.4977 | 6.9923 | 417.475 | 70251.2675 | 4.6658 | 349.075 | 35067.4105 | 2.329 | 279.725 | 216934.7288 | 216873.3855 | 10.3833 | 504.65 | 162714.1885 | 7.7903 | 455.025 | 108480.7428 | 5.1937 | 369.95 | 54222.5005 | 2.596 | 284.8 | 15975.6797 | 15939.9747 | 16.3178 | 501.4 | 11998.2315 | 12.2825 | 442.2 | 7986.1507 | 8.1755 | 364.325 | 3995.6078 | 4.0903 | 292.275 | 3793780.9803 | 3789784.5115 | 10.7022 | 540.45 | 3323194.1265 | 9.3845 | 508.225 | 2847402.3777 | 8.041 | 458.55 | 2371293.7363 | 6.6965 | 415.95 | 1899482.0505 | 5.364 | 375.575 | 1422419.8122 | 4.0168 | 336.7 | 945222.7743 | 2.6692 | 301.475 | 473568.2502 | 1.3373 | 268.075 | 2810.4635 | 2796.9398 | 8.2637 | 205.1955 | 1409.4427 | 4.1643 | 203.525 | 12791.3535 | 12897.598 | 94.4257 | 204.6403 | 6391.9542 | 46.7968 | 203.5425 | 140.2837 | 12.1775 | 502.375 | 138.3678 | 12.011 | 507.4 | 3110239.2782 | 21.0015 | 529.775 | 21455599.572 | 144.877 | 531.125 | 241.825 | [7 empty] | 8 | [14 empty] | 0 | 2019 |  | #REF! | #REF! | #REF! | #REF! |  | 2 | [5 empty] | FXJ
ITI | PEF |  | 2019 | ITI1120 | High-End | [16 empty] | Rack |  | Managed | 1 | Platinum 8280 | 2 | 2 | 2700 | 28 | 2 | 768000 | 24 | 24 x 32GB DDR4-2933-MHz RDIMM/2Rx4/1.2v; | 2 | SSD | SATA | 2 | Redundant | 1600 | Microsoft Corporation Microsoft Windows | 10.0.14393 | Oracle Corporation | 1.8.0_221-b11 |  | 17.177 | 22.991 | 24.138 | 14.575 | 15.202 | 21.742 |  | 15.896 | 202.858 | 15.159 | 20.297 | 359.82 | 126047.123 | 126368.602 | 18.25 | 768.061 | 94609.324 | 13.663 | 744.442 | 62946.959 | 9.091 | 556.484 | 31471.2 | 4.545 | 371.942 | 1229674.446 | 1228927.986 | 20.826 | 766.658 | 922229.614 | 15.629 | 605.419 | 614759.688 | 10.418 | 437.177 | 307443.998 | 5.21 | 311.638 | 395220.799 | 395647.348 | 24.811 | 741.287 | 296440.43 | 18.59 | 726.165 | 197765.458 | 12.402 | 546.242 | 98913.35 | 6.203 | 355.439 | 202453.894 | 202642.701 | 13.459 | 729.561 | 151913.045 | 10.09 | 621.629 | 101177.449 | 6.72 | 474.31 | 50626.714 | 3.362 | 316.089 | 305782.466 | 305307.482 | 14.617 | 738.494 | 229389.519 | 10.982 | 668.268 | 152949.823 | 7.323 | 501.052 | 76389.546 | 3.657 | 325.507 | 22469.411 | 22497.681 | 23.031 | 780.894 | 16860.874 | 17.26 | 697.855 | 11264.748 | 11.532 | 540.816 | 5596.372 | 5.729 | 398.786 | 5998036.736 | 5997996.977 | 16.938 | 777.351 | 5242968.046 | 14.806 | 770.817 | 4510309.855 | 12.737 | 691.607 | 3752368.917 | 10.597 | 584.398 | 2999651.856 | 8.471 | 501.135 | 2255911.484 | 6.371 | 439.376 | 1495195.619 | 4.222 | 373.546 | 749246.319 | 2.116 | 293.798 | 1728.853 | 1812.285 | 5.355 | 235.143 | 861.197 | 2.544 | 229.298 | 9262.76 | 9278.161 | 67.927 | 238.467 | 4624.827 | 33.859 | 234.372 | 153.709 | 13.343 | 652.979 | 154.182 | 13.384 | 663.855 | 4354527.695 | 29.404 | 730.084 | 43038364.09 | 290.613 | 807.661 | 217 | [6 empty] | 6 | 4 | [14 empty] | 0 | 2019 |  | #REF! | #REF! | #REF! | #REF! |  | 2 | [5 empty] | PEF
ITI | PEF |  | 2019 | ITI1121 | Low-End | [16 empty] | Rack |  | Managed | 1 | Bronze 3104 | 2 | 2 | 2700 | 6 | 2 | 192000 | 12 | 12 x 16GB DDR4-2633-MHz RDIMM/2Rx4/1.2v; | 2 | SSD | SATA | 2 | Redundant | 770 | Microsoft Corporation Microsoft Windows | 10.0.14393 | Oracle Corporation | 1.8.0_221-b11 |  | 7.273 | 9.455 | 8.404 | 4.22 | 4.424 | 8.162 |  | 30.624 | 346.644 | 6.825 | 30.169 | 68.642 | 14795.675 | 14800.427 | 2.137 | 179.095 | 11077.997 | 1.6 | 177.338 | 7371.837 | 1.065 | 159.534 | 3696.36 | 0.534 | 137.046 | 158502.997 | 158566.714 | 2.687 | 183.058 | 119001.537 | 2.017 | 165.966 | 79351.188 | 1.345 | 149.793 | 39594.374 | 0.671 | 134.443 | 37186.322 | 36874.633 | 2.312 | 181.061 | 27908.462 | 1.75 | 165.343 | 18615.515 | 1.167 | 144.57 | 9319.627 | 0.584 | 127.885 | 16103.702 | 16107.403 | 1.07 | 149.173 | 12080.392 | 0.802 | 144.664 | 8036.493 | 0.534 | 139.37 | 4039.237 | 0.268 | 128.888 | 24228.665 | 24213.049 | 1.159 | 159.895 | 18182.655 | 0.871 | 150.89 | 12120.557 | 0.58 | 141.283 | 6057.02 | 0.29 | 130.048 | 2049.797 | 2050.336 | 2.099 | 150.971 | 1528.155 | 1.564 | 146.371 | 1032.977 | 1.057 | 140.927 | 509.719 | 0.522 | 131.07 | 774838.711 | 775001.089 | 2.189 | 168.586 | 682144.202 | 1.926 | 164.254 | 581161.091 | 1.641 | 162.63 | 479567.396 | 1.354 | 153.98 | 387065.265 | 1.093 | 149.525 | 289271.437 | 0.817 | 144.588 | 190656.639 | 0.538 | 138.424 | 98063.093 | 0.277 | 127.749 | 1714.258 | 1795.401 | 5.305 | 123.515 | 860.406 | 2.542 | 116.414 | 8728.017 | 8760.451 | 64.137 | 128.435 | 4367.938 | 31.978 | 132.897 | 76.899 | 6.675 | 215.686 | 72.965 | 6.334 | 215.377 | 431251.397 | 2.912 | 166.017 | 1722800.738 | 11.633 | 169.474 | 130.6 | [6 empty] | 2 | [15 empty] | 0 | 2019 |  | #REF! | #REF! | #REF! | #REF! |  | 2 | [5 empty] | PEF
ITI | PEF |  | 2017 | ITI1122 | Typical | [16 empty] | Rack |  | Managed | 1 | E5-2630L v3 | 2 | 2 | 1801 | 8 | 2 | 31900 | 2 | 2 x M393A2G40DB0-CPB | 1 | SSD | SAS | 1 | Standard | 1050 | Microsoft Corporation Microsoft Windows | 10.0.14393 | Oracle Corporation | 1.8.0_73-b02 |  | 17.133 | 24.019 | 24.03 | 13.36 | 14.322 | 21.821 |  | 21.086 | 215.032 | 14.169 | 23.248 | 261.535 | 91255.971 | 91222.705 | 13.174 | 563.861 | 68467.769 | 9.888 | 513.819 | 45611.765 | 6.587 | 408.659 | 22824.147 | 3.296 | 277.208 | 1101789.066 | 1097578.882 | 18.6 | 586.064 | 826440.168 | 14.006 | 523.878 | 550967.928 | 9.337 | 402.163 | 275585.943 | 4.67 | 276.428 | 290549.683 | 286052.052 | 17.938 | 531.831 | 217800.81 | 13.658 | 525.714 | 145404.365 | 9.118 | 418.011 | 72616.158 | 4.554 | 261.053 | 140409.785 | 140459.154 | 9.329 | 504.103 | 105298.846 | 6.994 | 440.025 | 70188.755 | 4.662 | 365.501 | 35097.374 | 2.331 | 274.459 | 216872.04 | 216600.241 | 10.37 | 534.606 | 162815.554 | 7.795 | 477.219 | 108455.32 | 5.192 | 384.748 | 54190.21 | 2.594 | 263.711 | 15938.965 | 15918.165 | 16.295 | 530.072 | 11946.567 | 12.23 | 466.144 | 7972.9 | 8.162 | 383.834 | 3967.426 | 4.061 | 307.242 | 4346680.164 | 4345541.234 | 12.272 | 572.798 | 3803081.655 | 10.74 | 551.205 | 3261510.056 | 9.21 | 499.147 | 2716908.546 | 7.672 | 450.656 | 2170084.346 | 6.128 | 402.958 | 1629521.596 | 4.602 | 356.402 | 1083813.176 | 3.061 | 308.992 | 539269.637 | 1.523 | 239.137 | 1752.725 | 1826.041 | 5.395 | 182.266 | 872.929 | 2.579 | 171.702 | 9261.947 | 9359.279 | 68.521 | 232.512 | 4642.948 | 33.992 | 216.644 | 142.536 | 12.373 | 532.469 | 143.495 | 12.456 | 535.557 | 3190712.537 | 21.545 | 547.692 | 21562218.994 | 145.597 | 556.703 | 148.4 | [6 empty] | 4 | [15 empty] | 0 | 2017 |  | #REF! | #REF! | #REF! | #REF! |  | 2 | [5 empty] | PEF
ITI | GPF |  | 2019 | ITI1123 | High-End | [16 empty] | Rack |  | Managed | 1 | Platinum 8280 | 2 | 2 | 2700 | 28 | 2 | 768000 | 24 | 24 x 32GB DDR4-2933-MHz RDIMM/2Rx4/1.2v; | 2 | SSD | SATA | 2 | Redundant | 1600 | Microsoft Corporation Microsoft Windows | 10.0.14393 | Oracle Corporation | 1.8.0_221-b11 |  | 16.515 | 20.225 | 22.497 | 13.413 | 13.853 | 21.282 |  | 14.624 | 147.072 | 13.854 | 18.647 | 374.133 | 123401.415 | 123473.205 | 17.832 | 759.686 | 92511.648 | 13.36 | 729.328 | 61778.023 | 8.922 | 574.061 | 30875.848 | 4.459 | 400.592 | 1231513.926 | 1232512.161 | 20.887 | 781.919 | 923613.646 | 15.652 | 656.583 | 615909.935 | 10.438 | 515.833 | 307821.214 | 5.217 | 401.747 | 377461.582 | 378743.492 | 23.751 | 717.161 | 283119.218 | 17.754 | 701.539 | 188662.481 | 11.831 | 558.844 | 94471.614 | 5.924 | 410.339 | 201294.014 | 201471.132 | 13.381 | 717.169 | 150956.095 | 10.026 | 647.497 | 100698.278 | 6.688 | 531.189 | 50265.974 | 3.338 | 375.181 | 300012.97 | 300036.976 | 14.365 | 722.156 | 225102.789 | 10.777 | 686.772 | 149939.746 | 7.179 | 549.667 | 75068.877 | 3.594 | 397.864 | 21995.163 | 21956.291 | 22.477 | 717.467 | 16493.276 | 16.884 | 673.489 | 11023.677 | 11.285 | 551.528 | 5517.198 | 5.648 | 442.425 | 5857926.091 | 5858164.485 | 16.543 | 759.321 | 5137390.125 | 14.508 | 744.454 | 4381421.415 | 12.373 | 693.656 | 3666800.376 | 10.355 | 623.589 | 2925681.766 | 8.262 | 559.063 | 2200457.456 | 6.214 | 494.906 | 1466634.791 | 4.142 | 442.625 | 729592.546 | 2.06 | 331.529 | 1990.937 | 2009.012 | 5.936 | 304.388 | 997.306 | 2.947 | 268.685 | 9217.784 | 9272.734 | 67.887 | 331.258 | 4602.705 | 33.697 | 319.271 | 153.982 | 13.366 | 711.896 | 154.422 | 13.405 | 723.842 | 4203876.212 | 28.386 | 753.733 | 41398222.676 | 279.538 | 747.161 | 224.8 | [6 empty] | 26 | 4 | [14 empty] | 0 | 2019 |  | #REF! | #REF! | #REF! | #REF! |  | 2 | [5 empty] | GPF
ITI | GPF |  | 2019 | ITI1124 | Low-End | [16 empty] | Rack |  | Managed | 1 | Silver 4108 | 2 | 2 | 1800 | 8 | 1 | 187500 | 12 | 12 x 16GB DDR4-2633-MHz RDIMM/2Rx4/1.2v; | 2 | SSD | SATA | 2 | Redundant | 770 | Microsoft Corporation Microsoft Windows | 10.0.14393 | Oracle Corporation | 1.8.0_221-b11 |  | 8.495 | 14.767 | 11.621 | 5.871 | 7.025 | 10.355 |  | 28.767 | 317.769 | 8.869 | 25.929 | 121.091 | 26777.101 | 26838.653 | 3.876 | 289.65 | 20091.332 | 2.902 | 271.531 | 13369.433 | 1.931 | 231.194 | 6702.164 | 0.968 | 221.954 | 400770.62 | 400840.343 | 6.793 | 311.892 | 300731.267 | 5.096 | 291.973 | 200292.102 | 3.394 | 243.761 | 100233.106 | 1.699 | 189.123 | 77603.495 | 77423.37 | 4.855 | 281.463 | 58191.499 | 3.649 | 247.759 | 38800.528 | 2.433 | 213.155 | 19429.844 | 1.218 | 193.746 | 36609.71 | 36645.822 | 2.434 | 257.752 | 27463.172 | 1.824 | 233.559 | 18296.962 | 1.215 | 236.344 | 9145.116 | 0.607 | 193.852 | 57263.553 | 57259.627 | 2.741 | 263.884 | 42897.486 | 2.054 | 238.148 | 28614.044 | 1.37 | 206.637 | 14344.964 | 0.687 | 167.494 | 4187.361 | 4189.286 | 4.289 | 263.993 | 3141.728 | 3.216 | 252.486 | 2088.1 | 2.138 | 220.872 | 1044.752 | 1.07 | 186.281 | 1459580.643 | 1455528.695 | 4.11 | 286.376 | 1280226.911 | 3.615 | 262.959 | 1094699.811 | 3.091 | 241.257 | 916620.818 | 2.589 | 248.401 | 730806.905 | 2.064 | 227.909 | 550639.993 | 1.555 | 187.645 | 365949.817 | 1.033 | 175.608 | 181921.793 | 0.514 | 156.162 | 1958.117 | 1943.965 | 5.744 | 145.272 | 978.382 | 2.891 | 138.106 | 8817.031 | 8952.762 | 65.545 | 147.523 | 4406.503 | 32.261 | 141.948 | 95.944 | 8.328 | 308.678 | 96.177 | 8.349 | 335.04 | 941817.713 | 6.36 | 296.361 | 4614103.141 | 31.156 | 257.297 | 115 | [6 empty] | 2 | [15 empty] | 0 | 2019 |  | #REF! | #REF! | #REF! | #REF! |  | 2 | [5 empty] | GPF
ITI | GPF |  | 2019 | ITI1125 | Typical | [16 empty] | Rack |  | Managed | 1 | Gold 6248 | 2 | 2 | 2500 | 20 | 2 | 384000 | 12 | 12 x 32GB DDR4-2933-MHz RDIMM/2Rx4/1.2v; | 8 | SSD | SATA | 2 | Redundant | 1050 | Microsoft Corporation Microsoft Windows | 10.0.14393 | Oracle Corporation | 1.8.0_221-b11 |  | 15.953 | 21.881 | 21.501 | 12.179 | 13.119 | 19.81 |  | 19.891 | 243.862 | 13.184 | 21.396 | 254.727 | 91560.773 | 91644.656 | 13.235 | 610.365 | 68755.574 | 9.929 | 563.532 | 45783.195 | 6.612 | 440.213 | 22871 | 3.303 | 292.61 | 1100861.535 | 1099010.612 | 18.625 | 631.035 | 825752.045 | 13.994 | 565.555 | 550432.11 | 9.328 | 430.094 | 275298.456 | 4.665 | 322.345 | 288074.783 | 285876.641 | 17.927 | 580.748 | 215928.23 | 13.541 | 571.439 | 144027.064 | 9.032 | 440.748 | 72051.499 | 4.518 | 316.876 | 140016.188 | 140037.516 | 9.301 | 547.313 | 105090.605 | 6.98 | 469.687 | 70086.226 | 4.655 | 412.677 | 34980.567 | 2.323 | 300.791 | 217344.29 | 217506.314 | 10.413 | 576.965 | 163154.063 | 7.811 | 521.152 | 108615.415 | 5.2 | 431.613 | 54307.919 | 2.6 | 286.049 | 15920.056 | 15889.55 | 16.266 | 576.313 | 11948.523 | 12.232 | 491.087 | 7984.929 | 8.174 | 431.745 | 3976.505 | 4.071 | 351.812 | 4414050.678 | 4413583.495 | 12.464 | 599.755 | 3860243.464 | 10.901 | 575.686 | 3314025.565 | 9.359 | 527.66 | 2760268.032 | 7.795 | 485.691 | 2207054.468 | 6.233 | 439.136 | 1658411.632 | 4.683 | 393.042 | 1104545.883 | 3.119 | 351.254 | 548500.012 | 1.549 | 285.378 | 1760.772 | 1840.069 | 5.437 | 194.128 | 874.892 | 2.585 | 182.959 | 9306.4 | 9228.017 | 67.56 | 200.137 | 4656.486 | 34.091 | 193.514 | 140.762 | 12.219 | 576.779 | 143.874 | 12.489 | 577.959 | 3190034.905 | 21.54 | 607.435 | 21777027.119 | 147.047 | 577.274 | 154.2 | [6 empty] | 2 | 8 | [14 empty] | 0 | 2019 |  | #REF! | #REF! | #REF! | #REF! |  | 2 | [5 empty] | GPF
ITI | RWS |  | 2018 | ITI1126 | High-End | [16 empty] | Rack |  | Managed | 1 | POWER9 | 2 | 2 | 3400 | 24 | 8 | 2021800 | 16 | 16 x IBM Feature Code EM65 Part Number | 1 | SSD | SAS | 4 | Redundant | 1400 | IBM AIX | 7.2 TL3 SP1 | IBM Corporation | 8.0.5.5 - pap6480sr5fp5-20171114_01(SR5 FP5) |  | 7.357 | 3.36 | 4.688 | 7.359 | 8.196 | 7.49 |  | 13.464 | 137.02 | 4.908 | 15.511 | 49.343 | 90445.786 | 90614.448 | 13.086 | 1088.3 | 67854.365 | 9.799 | 1083.2 | 45285.756 | 6.54 | 983.003 | 22629.759 | 3.268 | 807.468 | 265688.39 | 265171.667 | 4.494 | 874.306 | 199347.007 | 3.378 | 767.855 | 132858.392 | 2.252 | 700.758 | 66434.544 | 1.126 | 642.068 | 132857.566 | 132843.026 | 8.331 | 1030.6 | 99730.741 | 6.254 | 1063.5 | 66368.42 | 4.162 | 1016.9 | 33209.798 | 2.083 | 838.418 | 196884.465 | 196888.098 | 13.077 | 1086.5 | 147639.074 | 9.806 | 1061.2 | 98404.239 | 6.536 | 985.874 | 49218.472 | 3.269 | 821.542 | 312906.804 | 313024.448 | 14.987 | 1065.5 | 234732.561 | 11.238 | 1057.1 | 156349.091 | 7.485 | 1051.2 | 78167.052 | 3.742 | 882.871 | 12794.308 | 12805.006 | 13.108 | 1096 | 9585.395 | 9.813 | 1061.5 | 6368.312 | 6.519 | 948.445 | 3210.287 | 3.286 | 793.659 | 3441318.248 | 3440897.264 | 9.717 | 1149.3 | 3006384.176 | 8.49 | 1148.8 | 2577483.425 | 7.279 | 1101.8 | 2147590.997 | 6.065 | 1032.2 | 1725609.669 | 4.873 | 931.529 | 1296216.161 | 3.66 | 836.094 | 861456.451 | 2.433 | 739.109 | 433461.094 | 1.224 | 664.541 | 3756.565 | 3913.408 | 11.562 | 595.788 | 1874.55 | 5.538 | 592.957 | 15748.179 | 15864.75 | 116.149 | 599.407 | 7867.465 | 57.599 | 594.485 | 166.109 | 14.419 | 918.255 | 161.035 | 13.979 | 912.374 | 386759.933 | 2.612 | 856.969 | 6280372.222 | 42.408 | 859.441 | 435.8 | [5 empty] | 4 | [16 empty] | 0 | 2018 |  | #REF! | #REF! | #REF! | #REF! |  | 2 | [5 empty] | RWS
ITI | RWS |  | 2018 | ITI1127 | Low-End | [16 empty] | Rack |  | Managed | 1 | POWER9 | 2 | 2 | 3800 | 16 | 8 | 120800 | 16 | 16 x IBM Feature Code EM62 8GB DIMM Part | 1 | SSD | SATA | 4 | Redundant | 1400 | IBM AIX | 7.2 TL3 SP1 | IBM Corporation | 8.0.5.5 - pap6480sr5fp5-20171114_01(SR5 FP5) |  | 7.834 | 6.812 | 4.937 | 7.628 | 8.699 | 7.993 |  | 4.363 | 9.451 | 5.167 | 19.018 | 20.056 | 66803.296 | 66783.061 | 9.645 | 800.922 | 50101.716 | 7.236 | 751.757 | 33406.136 | 4.824 | 666.782 | 16692.323 | 2.411 | 536.822 | 484093.841 | 484437.33 | 8.21 | 772.947 | 362984.871 | 6.151 | 734.407 | 242188.929 | 4.104 | 662.112 | 120995.186 | 2.05 | 525.095 | 98849.873 | 98888.15 | 6.201 | 818.569 | 74195.604 | 4.653 | 758.694 | 49426.56 | 3.1 | 683.095 | 24668.891 | 1.547 | 548.783 | 144299.763 | 144231.275 | 9.579 | 781.094 | 108223.505 | 7.188 | 746.756 | 72194.22 | 4.795 | 697.914 | 36057.992 | 2.395 | 573.537 | 227985.814 | 228059.693 | 10.919 | 757.935 | 170983.042 | 8.186 | 742.924 | 113968.186 | 5.456 | 706.895 | 57066.674 | 2.732 | 584.673 | 9339.911 | 9339.452 | 9.561 | 759.693 | 7005.565 | 7.172 | 726.596 | 4682.522 | 4.793 | 651.197 | 2329.362 | 2.385 | 534.292 | 2514347.593 | 2515868.568 | 7.105 | 782.896 | 2199903.724 | 6.212 | 757.488 | 1883599.407 | 5.319 | 734.718 | 1568584.611 | 4.43 | 704.191 | 1262321.807 | 3.565 | 652.227 | 941532.44 | 2.659 | 593.56 | 627486.316 | 1.772 | 535.666 | 315005.145 | 0.89 | 480.379 | 857.422 | 856.759 | 2.531 | 393.063 | 424.957 | 1.256 | 424.845 | 549.238 | 549.976 | 4.026 | 301.337 | 274.567 | 2.01 | 300.708 | 145.84 | 12.66 | 657.001 | 135.604 | 11.771 | 627.106 | 505738.068 | 3.415 | 656.143 | 1948877.686 | 13.16 | 656.136 | 299.7 | [5 empty] | 4 | [16 empty] | 0 | 2018 |  | #REF! | #REF! | #REF! | #REF! |  | 2 | [5 empty] | RWS
ITI | RWS |  | 2018 | ITI1128 | Typical | [16 empty] | Rack |  | Managed | 1 | POWER9 | 2 | 2 | 3800 | 16 | 8 | 751200 | 24 | 24 x IBM Feature Code EM63 32GB DIMM Part | 1 | SSD | SATA | 4 | Redundant | 1400 | IBM AIX | 7.2 TL3 SP1 | IBM Corporation | 8.0.5.5 - pap6480sr5fp5-20171114_01(SR5 FP5) |  | 7.605 | 6.589 | 4.816 | 7.437 | 8.441 | 7.815 |  | 4.326 | 8.75 | 4.861 | 15.295 | 48.67 | 66710.471 | 66635 | 9.623 | 823.667 | 50081.835 | 7.233 | 769.855 | 33361.733 | 4.818 | 686.439 | 16654.097 | 2.405 | 553.986 | 480160.263 | 480496.777 | 8.143 | 791.019 | 360114.402 | 6.103 | 751.744 | 240016.052 | 4.068 | 678.933 | 120055.255 | 2.035 | 540.579 | 98801.084 | 98844.724 | 6.199 | 832.901 | 74162.805 | 4.651 | 776.266 | 49356.507 | 3.095 | 701.881 | 24711.544 | 1.55 | 566.399 | 144289.588 | 144354.88 | 9.588 | 802.208 | 108230.218 | 7.188 | 764.291 | 72089.759 | 4.788 | 714.243 | 36072.926 | 2.396 | 590.09 | 226321.018 | 226281.647 | 10.834 | 773.842 | 169674.386 | 8.123 | 757.378 | 113154.894 | 5.417 | 723.269 | 56548.936 | 2.707 | 599.939 | 9344.613 | 9342.819 | 9.564 | 778.262 | 7013.259 | 7.179 | 740.829 | 4693.968 | 4.805 | 668.544 | 2344.345 | 2.4 | 550.805 | 2402170.943 | 2402850.357 | 6.786 | 799.11 | 2105978.767 | 5.947 | 767.551 | 1807994.274 | 5.106 | 745.498 | 1497866.709 | 4.23 | 710.662 | 1203862.156 | 3.4 | 659.081 | 903010.219 | 2.55 | 603.944 | 599541.975 | 1.693 | 546.242 | 300117.445 | 0.848 | 492.25 | 842.757 | 867.135 | 2.562 | 442.986 | 422.705 | 1.249 | 385.982 | 536.005 | 536.689 | 3.929 | 318.86 | 269.992 | 1.977 | 318.147 | 113.433 | 9.847 | 649.703 | 114.429 | 9.933 | 643.557 | 508445.826 | 3.433 | 674.951 | 4872355.47 | 32.9 | 675.989 | 317.3 | [5 empty] | 4 | [16 empty] | 0 | 2018 |  | #REF! | #REF! | #REF! | #REF! |  | 2 | [5 empty] | RWS
ITI | HPT |  | 2018 | ITI1129 | High-End | [16 empty] | Rack |  | Managed | 1 | POWER9 | 2 | 2 | 2900 | 20 | 8 | 2021800 | 16 | 16 x IBM Feature Code EM65 Part Number | 1 | SSD | SATA | 2 | Redundant | 1400 | IBM AIX | 7.2 TL3 SP1 | IBM Corporation | 8.0.5.5 - pap6480sr5fp5-20171114_01(SR5 FP5) |  | 9.071 | 6.979 | 5.612 | 8.885 | 10.162 | 9.118 |  | 16.025 | 176.944 | 5.832 | 20.464 | 79.009 | 67523.375 | 67561.594 | 9.757 | 646.991 | 50683.809 | 7.32 | 625.144 | 33770.665 | 4.877 | 584.357 | 16859.427 | 2.435 | 530.035 | 439340.733 | 439752.245 | 7.452 | 636.566 | 323590.455 | 5.484 | 617.292 | 219686.318 | 3.723 | 583.028 | 109777.918 | 1.86 | 520.694 | 94855.775 | 94980.676 | 5.956 | 629.002 | 71200.778 | 4.465 | 613.102 | 47467.583 | 2.977 | 580.951 | 23715.06 | 1.487 | 529.789 | 141504.898 | 141492.99 | 9.397 | 615.964 | 106153.605 | 7.05 | 604.179 | 70768.283 | 4.7 | 585.713 | 35408.758 | 2.352 | 539.097 | 226265.887 | 226416.474 | 10.84 | 614.236 | 169650.05 | 8.122 | 607.837 | 113094.745 | 5.415 | 592.526 | 56627.306 | 2.711 | 547.781 | 9217.774 | 9215.655 | 9.434 | 612.295 | 6944.886 | 7.109 | 596.541 | 4620.922 | 4.73 | 568.248 | 2309.158 | 2.364 | 522.89 | 2560655.918 | 2560423.071 | 7.231 | 652.59 | 2242731.278 | 6.333 | 635.31 | 1911390.661 | 5.398 | 621.762 | 1597494.373 | 4.511 | 604.131 | 1281191.294 | 3.618 | 582.405 | 960970.176 | 2.714 | 558.638 | 638060.811 | 1.802 | 530.388 | 322016.212 | 0.909 | 499.038 | 3527.243 | 3507.565 | 10.363 | 458.497 | 1753.797 | 5.182 | 456.084 | 15727.533 | 15850.876 | 116.047 | 463.87 | 7849.098 | 57.465 | 459.162 | 154.347 | 13.398 | 650.047 | 152.01 | 13.195 | 649.453 | 410433.383 | 2.771 | 584.817 | 6931026.508 | 46.801 | 592.355 | 327.7 | [5 empty] | 4 | [16 empty] | 0 | 2018 |  | #REF! | #REF! | #REF! | #REF! |  | 2 | [5 empty] | HPT
ITI | HPT |  | 2018 | ITI1130 | Low-End | [16 empty] | Rack |  | Managed | 1 | POWER9 | 2 | 2 | 2800 | 8 | 8 | 121200 | 16 | 16 x IBM Feature Code EM60 8GB DIMMs Part | 1 | SSD | SATA | 2 | Redundant | 1400 | IBM AIX | 7.2 TL3 SP2 | IBM Corporation | 8.0.5.5 - pap6480sr5fp5-20171114_01(SR5 FP5) |  | 6.389 | 6.432 | 3.866 | 6.115 | 7.036 | 6.212 |  | 5.974 | 11.167 | 4.057 | 24.1 | 32.879 | 28026.94 | 28047.76 | 4.051 | 371.793 | 21070.862 | 3.043 | 360.72 | 14038.097 | 2.027 | 346.75 | 6995.04 | 1.01 | 325.745 | 242142.179 | 242195.172 | 4.104 | 371.854 | 181663.72 | 3.079 | 363.479 | 121070.067 | 2.052 | 350.875 | 60550.626 | 1.026 | 327.847 | 38936.751 | 38977.327 | 2.444 | 367.673 | 29200.303 | 1.831 | 358.391 | 19455.045 | 1.22 | 346.248 | 9714.891 | 0.609 | 326.388 | 57971.204 | 57984.437 | 3.851 | 362.476 | 43515.479 | 2.89 | 354.993 | 29010.134 | 1.927 | 347.686 | 14531.558 | 0.965 | 330.861 | 93135.559 | 93129.374 | 4.459 | 361.327 | 69853.298 | 3.344 | 356.792 | 46665.293 | 2.234 | 350.717 | 23250.267 | 1.113 | 334.695 | 3768.379 | 3767.911 | 3.857 | 360.957 | 2846.467 | 2.914 | 353.293 | 1891.107 | 1.936 | 341.987 | 948.468 | 0.971 | 325.303 | 1061065.611 | 1060614.172 | 2.995 | 372.213 | 928500.034 | 2.622 | 365.524 | 797950.208 | 2.253 | 360.393 | 657935.476 | 1.858 | 354.354 | 528348.93 | 1.492 | 346.548 | 397182.036 | 1.122 | 337.643 | 265262.573 | 0.749 | 327.584 | 132356.029 | 0.374 | 314.965 | 830.821 | 840.979 | 2.485 | 299.717 | 417.919 | 1.235 | 286.806 | 526.021 | 528.492 | 3.869 | 245.571 | 264.892 | 1.939 | 245.049 | 110.837 | 9.621 | 387.004 | 103.33 | 8.97 | 383.921 | 471464.933 | 3.184 | 367.558 | 1789666.373 | 12.085 | 367.544 | 244 | [5 empty] | 4 | [16 empty] | 0 | 2018 |  | #REF! | #REF! | #REF! | #REF! |  | 2 | [5 empty] | HPT
ITI | HPT |  | 2018 | ITI1131 | Typical | [16 empty] | Rack |  | Managed | 1 | POWER9 | 2 | 2 | 3400 | 16 | 8 | 500200 | 16 | 16 x IBM Feature Code EM63 32GB DIMMs Part | 1 | SSD | SATA | 2 | Redundant | 1400 | IBM AIX | 7.2 TL3 SP1 | IBM Corporation | 8.0.5.5 - pap6480sr5fp5-20171114_01(SR5 FP5) |  | 8.654 | 7.534 | 5.519 | 8.459 | 9.734 | 8.86 |  | 5.591 | 9.127 | 5.624 | 19.952 | 45.84 | 59757.561 | 59806 | 8.637 | 607.134 | 44801.507 | 6.47 | 588.399 | 29879.184 | 4.315 | 552.029 | 14921.754 | 2.155 | 469.893 | 441494.923 | 441490.126 | 7.482 | 600.97 | 331047.531 | 5.61 | 587.735 | 220696.619 | 3.74 | 557.005 | 110294.371 | 1.869 | 463.044 | 88069.901 | 88122.417 | 5.526 | 612.175 | 66053.544 | 4.142 | 582.319 | 44084.015 | 2.764 | 554.648 | 22045.837 | 1.382 | 476.829 | 126766.229 | 126749.679 | 8.418 | 583.084 | 95152.012 | 6.32 | 571.559 | 63417.934 | 4.212 | 559.987 | 31676.22 | 2.104 | 493.354 | 204328.913 | 204360.914 | 9.784 | 583.462 | 153346.636 | 7.342 | 575.287 | 102188.859 | 4.892 | 565.564 | 51096.766 | 2.446 | 504.471 | 8425.474 | 8426.497 | 8.626 | 584.648 | 6322.1 | 6.472 | 569.683 | 4214.528 | 4.314 | 541.619 | 2107.084 | 2.157 | 467.407 | 2279163.171 | 2281577.547 | 6.443 | 609.797 | 1996709.026 | 5.639 | 597.179 | 1712241.424 | 4.835 | 586.421 | 1423134.625 | 4.019 | 574.28 | 1138407.294 | 3.215 | 550.667 | 849774.69 | 2.4 | 514.34 | 569068.337 | 1.607 | 470.153 | 282638.063 | 0.798 | 427.223 | 972.427 | 971.835 | 2.871 | 385.36 | 485.924 | 1.436 | 342.192 | 504.896 | 505.9 | 3.704 | 287.812 | 253.628 | 1.857 | 286.855 | 135.423 | 11.755 | 584.098 | 132.835 | 11.531 | 582.94 | 491644.594 | 3.32 | 562.351 | 3829173.808 | 25.856 | 564.047 | 286.7 | [5 empty] | 4 | [16 empty] | 0 | 2018 |  | #REF! | #REF! | #REF! | #REF! |  | 2 | [5 empty] | HPT
ITI | JBE |  | 2018 | ITI1132 | Typical | [16 empty] | Rack |  | Managed | 1 | POWER9 | 4 | 4 | 3600 | 32 | 8 | 2016500 | 128 | 128 x IBM Feature Code EM6B 16GB DIMM Part | 1 | SSD | SATA | 4 | Redundant | 2000 | IBM AIX | 7.2 TL3 SP1 | IBM Corporation | 8.0.5.5 - pap6480sr5fp5-20171114_01(SR5 FP5) |  | 6.032 | 1.452 | 3.523 | 5.483 | 6.222 | 6.051 |  | 1.52 | 2.5 | 3.861 | 15.657 | 31.054 | 140488.591 | 140602.282 | 20.305 | 2147.5 | 105270.39 | 15.203 | 2037.2 | 70179.25 | 10.135 | 1794.5 | 35123.267 | 5.072 | 1527 | 223383.473 | 216309.741 | 3.666 | 1572.1 | 167514.192 | 2.839 | 1432.2 | 111650.351 | 1.892 | 1386.1 | 55864.992 | 0.947 | 1344.5 | 187673.183 | 187055.037 | 11.73 | 2098.2 | 140776.513 | 8.828 | 2018 | 93798.85 | 5.882 | 1796.2 | 46915.747 | 2.942 | 1529.6 | 275064.398 | 275317.033 | 18.286 | 2048.8 | 206067.474 | 13.686 | 1980.7 | 137466.674 | 9.13 | 1811.1 | 68832.544 | 4.572 | 1571.9 | 434180.273 | 434323.763 | 20.794 | 2059.6 | 325674.776 | 15.592 | 1932.8 | 216971.57 | 10.388 | 1837.4 | 108581.039 | 5.198 | 1596.6 | 19248.789 | 19245.459 | 19.702 | 2075.1 | 14453.066 | 14.796 | 1939.9 | 9611.938 | 9.84 | 1736.8 | 4834.414 | 4.949 | 1514.2 | 5170387.864 | 5171068.176 | 14.603 | 2133.4 | 4517518.268 | 12.757 | 2051.1 | 3876691.135 | 10.948 | 1964.1 | 3230309.342 | 9.122 | 1876.8 | 2585410.57 | 7.301 | 1758.5 | 1946791.107 | 5.498 | 1644.4 | 1289012.288 | 3.64 | 1524.7 | 646079.235 | 1.825 | 1410.6 | 843.016 | 830.93 | 2.455 | 1302.9 | 426.428 | 1.26 | 1028 | 542.363 | 545.771 | 3.996 | 1233.5 | 270.837 | 1.983 | 1027.5 | 350.629 | 30.437 | 1931.5 | 343.18 | 29.79 | 1914.9 | 482723.893 | 3.26 | 1635.4 | 7557697.735 | 51.033 | 1643.3 | 1161.8 | [5 empty] | 4 | [16 empty] | 0 | 2018 |  | #REF! | #REF! | #REF! | #REF! |  | 4 | [5 empty] | JBE
ITI | JBE |  | 2018 | ITI1133 | Typical | [16 empty] | Rack |  | Managed | 1 | POWER9 | 4 | 4 | 3600 | 32 | 8 | 494800 | 64 | 64 x IBM Feature Code EM6A 8GB DIMM Part | 1 | SSD | SATA | 4 | Redundant | 2000 | IBM AIX | 7.2 TL3 SP1 | IBM Corporation | 8.0.5.25 - pap6480sr5fp25-20181030_01(SR5 |  | 6.166 | 1.635 | 3.928 | 6.09 | 6.988 | 6.83 |  | 1.702 | 3.251 | 4.233 | 15.811 | 14.725 | 127450.15 | 127492.906 | 18.412 | 1931.4 | 95564.746 | 13.801 | 1826.4 | 63796.03 | 9.213 | 1586 | 31852.373 | 4.6 | 1331.6 | 213556.892 | 210243.044 | 3.563 | 1350.1 | 160137.681 | 2.714 | 1215.7 | 106836.672 | 1.811 | 1179.1 | 53463.594 | 0.906 | 1146.1 | 186750.319 | 186690.134 | 11.707 | 1899.2 | 140122.976 | 8.787 | 1821.8 | 93352.049 | 5.854 | 1601 | 46678.945 | 2.927 | 1336.1 | 273137.968 | 273614.856 | 18.173 | 1863.8 | 204902.386 | 13.609 | 1783.2 | 136668.951 | 9.077 | 1615.3 | 68280.122 | 4.535 | 1378.5 | 435530.177 | 435663.765 | 20.858 | 1858.4 | 326447.752 | 15.629 | 1736.2 | 217805.119 | 10.428 | 1642.7 | 108894.437 | 5.213 | 1402.2 | 19273.717 | 19275.899 | 19.733 | 1872.9 | 14440.88 | 14.783 | 1740.8 | 9676.316 | 9.906 | 1529.3 | 4808.801 | 4.923 | 1310.6 | 5029688.731 | 5034189.11 | 14.216 | 1923.2 | 4404852.573 | 12.439 | 1851.6 | 3773330.871 | 10.656 | 1765.8 | 3131571.896 | 8.843 | 1675.5 | 2507417.96 | 7.081 | 1558.2 | 1883813.081 | 5.32 | 1444.1 | 1255341.963 | 3.545 | 1327.9 | 627942.848 | 1.773 | 1215.3 | 833.53 | 819.162 | 2.42 | 1111.3 | 416.579 | 1.231 | 925.408 | 529.18 | 528.8 | 3.871 | 841.401 | 263.72 | 1.931 | 840.754 | 300.368 | 26.074 | 1631.8 | 290.818 | 25.245 | 1613.5 | 388674.68 | 2.624 | 1388.5 | 3032189.694 | 20.475 | 1390.4 | 839.9 | [5 empty] | 4 | [16 empty] | 0 | 2018 |  | #REF! | #REF! | #REF! | #REF! |  | 4 | [5 empty] | JBE
ITI | WMP |  | 2019 | ITI1134 | Low-End | [16 empty] | Rack |  | Managed | 1 | E-2124 | 1 | 1 | 3300 | 4 | 1 | 16000 | 2 | 2 x 8GB 1Rx8 PC4-2666V-ED2-11 | 4 | SSD | SAS | 2 | Standard | 460 | Microsoft Corporation Microsoft Windows | 10.0.14393 | Oracle Corporation | 1.8.0_171-b11 |  | 9.541 | 12.381 | 12.761 | 5.745 | 5.855 | 10.747 |  | 67.498 | 164.733 | 5.967 | 19.35 | 23.235 | 10322.015 | 10330.202 | 1.492 | 111.049 | 7722.883 | 1.115 | 96.995 | 5169.952 | 0.747 | 79.481 | 2588.151 | 0.374 | 65.45 | 113740.332 | 113809.299 | 1.929 | 108.689 | 85348.049 | 1.446 | 98.537 | 56833.55 | 0.963 | 78.152 | 28441.611 | 0.482 | 65.838 | 36749.503 | 36676.614 | 2.3 | 127.872 | 27593.238 | 1.73 | 119.024 | 18349.789 | 1.151 | 94.287 | 9162.66 | 0.575 | 69.153 | 12415.748 | 12400.743 | 0.824 | 96.736 | 9318.482 | 0.619 | 86.918 | 6212.153 | 0.413 | 74.26 | 3087.077 | 0.205 | 63.383 | 18440.461 | 18411.042 | 0.881 | 105.173 | 13850.964 | 0.663 | 93.494 | 9226.911 | 0.442 | 76.851 | 4617.707 | 0.221 | 64.297 | 1564.028 | 1564.465 | 1.602 | 98.35 | 1185.038 | 1.213 | 90.193 | 773.507 | 0.792 | 76.878 | 387.319 | 0.396 | 67.058 | 374316.281 | 374820.759 | 1.058 | 105.559 | 328010.106 | 0.926 | 100.341 | 282646.662 | 0.798 | 94.976 | 236141.497 | 0.667 | 88.278 | 186757.693 | 0.527 | 80.894 | 139702.685 | 0.395 | 75.811 | 93903.355 | 0.265 | 69.566 | 47239.483 | 0.133 | 63.062 | 2183.366 | 2192.395 | 6.478 | 72.135 | 1095.431 | 3.237 | 63.791 | 2164.383 | 2164.268 | 15.845 | 70.913 | 1087.544 | 7.962 | 65.559 | 18.187 | 1.579 | 81.797 | 18.104 | 1.572 | 81.01 | 299263.526 | 2.021 | 114.131 | 394818.992 | 2.666 | 114.738 | 57.2 | [5 empty] | 2 | [16 empty] | 0 | 2019 |  | #REF! | #REF! | #REF! | #REF! |  | 1 | [5 empty] | WMP
ITI | WMP |  | 2019 | ITI1135 | Typical | [16 empty] | Rack |  | Managed | 1 | E-2124 | 1 | 1 | 3300 | 4 | 1 | 16000 | 2 | 2 x 8GB 1Rx8 PC4-2666V-ED2-11 | 2 | SSD | SATA | 1 | Standard | 460 | Microsoft Corporation Microsoft Windows | 10.0.14393 | Oracle Corporation | 1.8.0_171-b11 |  | 12.216 | 16.195 | 15.695 | 7.432 | 7.492 | 13.893 |  | 39.984 | 76.14 | 7.815 | 27.329 | 28.173 | 10427.716 | 10405.367 | 1.503 | 93.09 | 7825.962 | 1.13 | 80.936 | 5203.24 | 0.751 | 61.627 | 2607.436 | 0.377 | 46.476 | 116243.029 | 116144.697 | 1.968 | 89.292 | 87215.51 | 1.478 | 81.71 | 58057.921 | 0.984 | 60.272 | 29081.068 | 0.493 | 46.635 | 35139.683 | 34800.038 | 2.182 | 113.257 | 26385.263 | 1.655 | 92.746 | 17538.858 | 1.1 | 67.052 | 8773.619 | 0.55 | 51.132 | 12417.407 | 12418.477 | 0.825 | 79.718 | 9298.257 | 0.618 | 70.969 | 6220.547 | 0.413 | 56.341 | 3093.211 | 0.205 | 44.456 | 18507.274 | 18518.494 | 0.887 | 89.163 | 13916.552 | 0.666 | 76.803 | 9265.663 | 0.444 | 59.371 | 4609.286 | 0.221 | 45.152 | 1564.584 | 1564.63 | 1.602 | 82.183 | 1185.956 | 1.214 | 73.912 | 773.592 | 0.792 | 59.083 | 395.601 | 0.405 | 46.643 | 382920.143 | 383375.215 | 1.083 | 88.119 | 337426.789 | 0.953 | 83.047 | 286116.72 | 0.808 | 76.525 | 238606.722 | 0.674 | 69.632 | 188827.676 | 0.533 | 62.68 | 143303.581 | 0.405 | 57.303 | 96054.101 | 0.271 | 51.217 | 47731.138 | 0.135 | 44.381 | 775.765 | 754.31 | 2.229 | 40.631 | 387.357 | 1.144 | 39.265 | 575.232 | 576.101 | 4.218 | 39.121 | 283.091 | 2.073 | 38.544 | 18.168 | 1.577 | 57.871 | 18.045 | 1.566 | 57.154 | 295734.056 | 1.997 | 95.734 | 402820.167 | 2.72 | 96.548 | 38.4 | [5 empty] | 2 | [16 empty] | 0 | 2019 |  | #REF! | #REF! | #REF! | #REF! |  | 1 | [5 empty] | WMP
ITI | WMP |  | 2019 | ITI1136 | High-End | [16 empty] | Rack |  | Managed | 1 | E-2186G | 1 | 1 | 3800 | 6 | 2 | 40000 | 4 | 2 x 16GB 2Rx8 PC4-2666V-EE1-11 | 1 | SSD | SATA | 1 | Standard | 460 | Microsoft Corporation Microsoft Windows | 10.0.14393 | Oracle Corporation | 1.8.0_171-b11 |  | 17.811 | 27.658 | 22.02 | 15.822 | 15.381 | 22.415 |  | 131.186 | 2140.367 | 11.674 | 35.347 | 62.324 | 16264.147 | 16297.149 | 2.354 | 122.986 | 12203.563 | 1.762 | 104.13 | 8145.83 | 1.176 | 63.875 | 4065.587 | 0.587 | 34.803 | 185425.208 | 185525.394 | 3.144 | 114.355 | 139031.532 | 2.356 | 89.994 | 92633.746 | 1.57 | 47.59 | 46369.126 | 0.786 | 31.885 | 59668.414 | 58768.64 | 3.685 | 159.405 | 44780.54 | 2.808 | 136.346 | 29865.691 | 1.873 | 86.309 | 14887.778 | 0.934 | 41.027 | 25568.024 | 25575.931 | 1.699 | 98.071 | 19168.401 | 1.273 | 80.129 | 12823.392 | 0.852 | 52.925 | 6398.552 | 0.425 | 30.032 | 39774.487 | 39795.644 | 1.905 | 110.478 | 29876.986 | 1.43 | 98.382 | 19873.077 | 0.951 | 62.364 | 9936.506 | 0.476 | 32.517 | 2920.874 | 2922.888 | 2.992 | 109.759 | 2200.476 | 2.253 | 95.083 | 1467.9 | 1.503 | 66.993 | 732.398 | 0.75 | 43.028 | 449037.747 | 449360.619 | 1.269 | 67.702 | 391539.595 | 1.106 | 71.611 | 335081.137 | 0.946 | 65.411 | 277961.538 | 0.785 | 59.342 | 224394.057 | 0.634 | 52.372 | 168913.341 | 0.477 | 44.164 | 112522.023 | 0.318 | 34.804 | 55256.546 | 0.156 | 29.899 | 1773.727 | 1725.941 | 5.099 | 31.672 | 895.132 | 2.645 | 24.742 | 17662.279 | 17965.68 | 131.53 | 47.144 | 8815.843 | 64.542 | 39.307 | 17.316 | 1.503 | 42.637 | 17.146 | 1.488 | 41.997 | 553394.362 | 3.737 | 131.858 | 1232094.55 | 8.32 | 133.49 | 18.9 | [5 empty] | 2 | [16 empty] | 0 | 2019 |  | #REF! | #REF! | #REF! | #REF! |  | 1 |  |  | ITI1140 |  |  | WMP |  | RTH
ITI | BEC |  | 2019 | ITI1137 | High-End | [16 empty] | Rack |  | Managed | 1 | E-2186G | 1 | 1 | 3800 | 6 | 2 | 40000 | 4 | 2 x 16GB 2Rx8 PC4-2666V-EE1-11 | 1 | SSD | SATA | 1 | Standard | 460 | Microsoft Corporation Microsoft Windows | 10.0.14393 | Oracle Corporation | 1.8.0_171-b11 |  | 18.097 | 26.968 | 23.612 | 15.663 | 15.554 | 22.434 |  | 102.382 | 1841.153 | 11.481 | 33.68 | 63.223 | 16270.032 | 16207.973 | 2.341 | 121.283 | 12226.63 | 1.766 | 101.224 | 8135.444 | 1.175 | 62.551 | 4071.417 | 0.588 | 34.664 | 184542.967 | 184574.278 | 3.128 | 115.889 | 138523.38 | 2.348 | 90.198 | 92291.799 | 1.564 | 49.025 | 46113.283 | 0.781 | 33.11 | 58271.998 | 59501.576 | 3.731 | 150.905 | 43731.731 | 2.742 | 131.433 | 29154.448 | 1.828 | 75.837 | 14551.871 | 0.913 | 36.516 | 25510.776 | 25513.092 | 1.694 | 97.231 | 19159.464 | 1.273 | 80.084 | 12735.696 | 0.846 | 53.285 | 6374.589 | 0.423 | 30.925 | 39861.206 | 39886.476 | 1.91 | 108.556 | 29898.844 | 1.431 | 96.59 | 19915.995 | 0.954 | 61.68 | 9963.924 | 0.477 | 32.844 | 2922.375 | 2920.351 | 2.99 | 107.591 | 2193.126 | 2.245 | 92.822 | 1462.924 | 1.498 | 66.291 | 728.372 | 0.746 | 44.694 | 452107.077 | 451749.363 | 1.276 | 71.897 | 395211.229 | 1.116 | 75.807 | 338884.584 | 0.957 | 68.05 | 279553.776 | 0.789 | 60.53 | 226259.003 | 0.639 | 53.58 | 170587.59 | 0.482 | 45.378 | 113401.719 | 0.32 | 36.25 | 55792.314 | 0.158 | 27.972 | 1334.638 | 1271.657 | 3.757 | 28.637 | 665.733 | 1.967 | 24.619 | 14629.593 | 14662.018 | 107.343 | 44.686 | 7306.655 | 53.493 | 37.907 | 17.358 | 1.507 | 44.834 | 17.374 | 1.508 | 44.685 | 561041.431 | 3.788 | 130.518 | 1234335.155 | 8.335 | 131.831 | 19.8 | [5 empty] | 2 | [16 empty] | 0 | 2019 |  | #REF! | #REF! | #REF! | #REF! |  | 1 | [5 empty] | BEC
ITI | BEC |  | 2019 | ITI1138 | Low-End | [16 empty] | Rack |  | Managed | 1 | E-2124 | 1 | 1 | 3300 | 4 | 1 | 16000 | 2 | 2 x 8GB 1Rx8 PC4-2666V-ED2-11 | 4 | HDD | SATA | 2 | Standard | 460 | Microsoft Corporation Microsoft Windows | 10.0.14393 | Oracle Corporation | 1.8.0_171-b11 |  | 9.836 | 12.719 | 12.888 | 5.971 | 6.039 | 11.106 |  | 50.891 | 100.046 | 6.119 | 21.538 | 23.704 | 10375.362 | 10376.977 | 1.499 | 108.66 | 7767.513 | 1.122 | 95.501 | 5182.969 | 0.749 | 76.743 | 2588.469 | 0.374 | 63.106 | 114597.386 | 114574.406 | 1.942 | 107.668 | 85936.002 | 1.456 | 97.769 | 57250.86 | 0.97 | 76.421 | 28691.512 | 0.486 | 63.366 | 36753.434 | 36812.983 | 2.309 | 129.205 | 27536.717 | 1.727 | 119.315 | 18429.795 | 1.156 | 92.846 | 9169.439 | 0.575 | 67.084 | 12377.866 | 12381.59 | 0.822 | 92.875 | 9282.609 | 0.617 | 84.204 | 6170.049 | 0.41 | 71.125 | 3101.211 | 0.206 | 60.507 | 18399.714 | 18400.075 | 0.881 | 101.93 | 13825.604 | 0.662 | 91.05 | 9212.607 | 0.441 | 74.236 | 4586.737 | 0.22 | 61.622 | 1561.679 | 1561.144 | 1.598 | 95.735 | 1167.913 | 1.196 | 87.77 | 776.408 | 0.795 | 74.162 | 388.522 | 0.398 | 63.714 | 376234.845 | 376429.476 | 1.063 | 104.186 | 330144.873 | 0.932 | 99.321 | 282938.437 | 0.799 | 93.445 | 232665.688 | 0.657 | 85.803 | 188304.458 | 0.532 | 79.205 | 141022.341 | 0.398 | 73.645 | 92829.136 | 0.262 | 66.766 | 46708.833 | 0.132 | 59.981 | 1420.703 | 1395.42 | 4.123 | 60.149 | 716.294 | 2.116 | 56.011 | 1068.81 | 1080.082 | 7.907 | 56.135 | 532.769 | 3.901 | 54.894 | 18.569 | 1.612 | 74.962 | 18.521 | 1.608 | 74.526 | 303724.844 | 2.051 | 113.618 | 399892.677 | 2.7 | 113.917 | 53.1 | [5 empty] | 2 | [16 empty] | 0 | 2019 |  | #REF! | #REF! | #REF! | #REF! |  | 1 | [5 empty] | BEC
ITI | BEC |  | 2019 | ITI1139 | Typical | [16 empty] | Rack |  | Managed | 1 | E-2124 | 1 | 1 | 3300 | 4 | 1 | 16000 | 2 | 2 x 8GB 1Rx8 PC4-2666V-ED2-11 | 2 | HDD | SATA | 1 | Standard | 460 | Microsoft Corporation Microsoft Windows | 10.0.14393 | Oracle Corporation | 1.8.0_171-b11 |  | 12.213 | 15.743 | 15.058 | 7.42 | 7.57 | 13.727 |  | 30.375 | 68.498 | 7.714 | 26.357 | 28.676 | 10365.151 | 10380.457 | 1.499 | 89.422 | 7736.329 | 1.117 | 77.299 | 5190.2285 | 0.74956 | 61.666 | 2594.594 | 0.375 | 49.422 | 115035.275 | 114084.059 | 1.933 | 88.657 | 86314.777 | 1.463 | 79.891 | 57607.44 | 0.976 | 61.962 | 28746.765 | 0.487 | 49.892 | 36415.651 | 37373.357 | 2.344 | 111.135 | 27298.18 | 1.712 | 101.999 | 18210.435 | 1.142 | 81.698 | 9094.098 | 0.57 | 54.881 | 12388.986 | 12366.509 | 0.821 | 76.705 | 9316.864 | 0.619 | 69.039 | 6203.115 | 0.412 | 57.073 | 3099.038 | 0.206 | 47.049 | 18486.338 | 18490.504 | 0.885 | 82.693 | 13877.037 | 0.664 | 73.159 | 9242.621 | 0.443 | 60.316 | 4620.357 | 0.221 | 48.043 | 1559.156 | 1561.61 | 1.599 | 79.701 | 1174.115 | 1.202 | 72.229 | 780.042 | 0.799 | 59.894 | 397.227 | 0.407 | 50.971 | 382049.673 | 381518.781 | 1.077 | 85.595 | 335084.538 | 0.946 | 81.351 | 285805.994 | 0.807 | 76.369 | 237909.718 | 0.672 | 69.795 | 188777.092 | 0.533 | 63.771 | 145181.486 | 0.41 | 59.739 | 96723.527 | 0.273 | 53.555 | 47563.681 | 0.134 | 46.714 | 624.869 | 616.51 | 1.822 | 43.423 | 314.886 | 0.93 | 42.298 | 550.425 | 554.447 | 4.059 | 42.07 | 274.771 | 2.012 | 41.368 | 18.545 | 1.61 | 61.119 | 18.426 | 1.599 | 60.644 | 305231.848 | 2.061 | 95.144 | 405538.032 | 2.738 | 95.494 | 40.6 | [5 empty] | 2 | [16 empty] | 0 | 2019 |  | #REF! | #REF! | #REF! | #REF! |  | 1 | [5 empty] | BEC
ITI | RTH |  | 2019 | ITI1140 | High-End | [16 empty] | Rack |  | Managed | 1 | E-2186G | 1 | 1 | 3800 | 6 | 2 | 32000 | 2 | 2 x 16GB 2Rx8 PC4-2666V-EE1-11 | 1 | SSD | SATA | 1 | Standard | 460 | Microsoft Corporation Microsoft Windows | 10.0.14393 | Oracle Corporation | 1.8.0_171-b11 |  | 17.811 | 27.658 | 22.02 | 15.822 | 15.381 | 22.415 |  | 131.186 | 2140.367 | 11.674 | 35.347 | 62.324 | 16264.147 | 16297.149 | 2.354 | 122.986 | 12203.563 | 1.762 | 104.13 | 8145.83 | 1.176 | 63.875 | 4065.587 | 0.587 | 34.803 | 185425.208 | 185525.394 | 3.144 | 114.355 | 139031.532 | 2.356 | 89.994 | 92633.746 | 1.57 | 47.59 | 46369.126 | 0.786 | 31.885 | 59668.414 | 58768.64 | 3.685 | 159.405 | 44780.54 | 2.808 | 136.346 | 29865.691 | 1.873 | 86.309 | 14887.778 | 0.934 | 41.027 | 25568.024 | 25575.931 | 1.699 | 98.071 | 19168.401 | 1.273 | 80.129 | 12823.392 | 0.852 | 52.925 | 6398.552 | 0.425 | 30.032 | 39774.487 | 39795.644 | 1.905 | 110.478 | 29876.986 | 1.43 | 98.382 | 19873.077 | 0.951 | 62.364 | 9936.506 | 0.476 | 32.517 | 2920.874 | 2922.888 | 2.992 | 109.759 | 2200.476 | 2.253 | 95.083 | 1467.9 | 1.503 | 66.993 | 732.398 | 0.75 | 43.028 | 449037.747 | 449360.619 | 1.269 | 67.702 | 391539.595 | 1.106 | 71.611 | 335081.137 | 0.946 | 65.411 | 277961.538 | 0.785 | 59.342 | 224394.057 | 0.634 | 52.372 | 168913.341 | 0.477 | 44.164 | 112522.023 | 0.318 | 34.804 | 55256.546 | 0.156 | 29.899 | 1773.727 | 1725.941 | 5.099 | 31.672 | 895.132 | 2.645 | 24.742 | 17662.279 | 17965.68 | 131.53 | 47.144 | 8815.843 | 64.542 | 39.307 | 17.316 | 1.503 | 42.637 | 17.146 | 1.488 | 41.997 | 553394.362 | 3.737 | 131.858 | 1232094.55 | 8.32 | 133.49 | 18.9 | [5 empty] | 2 | [16 empty] | 0 | 2019 |  | #REF! | #REF! | #REF! | #REF! |  | 1 |  | ITI1136 |  |  |  | RTH | WMP
ITI | RTH |  | 2019 | ITI1141 | Low-End | [16 empty] | Rack |  | Managed | 1 | E-2186G | 1 | 1 | 3800 | 6 | 2 | 40000 | 4 | 2 x 16GB 2RX8 PC4-2666V-EE1-11 | 1 | SSD | SATA | 1 | Standard | 460 | Microsoft Corporation Microsoft Windows | 10.0.14393 | Oracle Corporation | 1.8.0_171-b11 |  | 18.957 | 28.551 | 23.408 | 16.538 | 16.43 | 23.924 |  | 252.683 | 3336.848 | 12.367 | 35.773 | 64.663 | 16226.377 | 16272.665 | 2.35 | 117.712 | 12140.19 | 1.753 | 94.734 | 8116.834 | 1.172 | 59.438 | 4035.094 | 0.583 | 32.881 | 185913.67 | 185918.506 | 3.151 | 112.326 | 139407.474 | 2.363 | 84.249 | 93024.112 | 1.576 | 46.755 | 46479.99 | 0.788 | 31.441 | 55911.578 | 58088.04 | 3.643 | 153.671 | 41947.223 | 2.63 | 116.983 | 27946.805 | 1.753 | 75.66 | 13971.374 | 0.876 | 36.027 | 25650.733 | 25658.987 | 1.704 | 93.555 | 19267.727 | 1.28 | 75.545 | 12799.091 | 0.85 | 50.801 | 6420.699 | 0.426 | 29.437 | 39666.991 | 39672.33 | 1.899 | 104.502 | 29756.312 | 1.425 | 90.216 | 19892.014 | 0.952 | 57.237 | 9919.99 | 0.475 | 31.124 | 2921.108 | 2919.743 | 2.989 | 102.814 | 2182.158 | 2.234 | 86.416 | 1463.965 | 1.499 | 62.848 | 725.806 | 0.743 | 40.643 | 459099.316 | 458062.722 | 1.294 | 68.434 | 402375.93 | 1.136 | 70.825 | 346305.824 | 0.978 | 64.557 | 286864.565 | 0.81 | 57.597 | 226285.676 | 0.639 | 50.248 | 171964.925 | 0.486 | 42.526 | 114041.939 | 0.322 | 33.87 | 58296.637 | 0.165 | 26.851 | 3927.114 | 3938.283 | 11.636 | 36.13 | 1959.92 | 5.791 | 29.208 | 27960.99 | 28073.919 | 205.534 | 47.549 | 13961.928 | 102.218 | 39.682 | 17.823 | 1.547 | 43.247 | 17.68 | 1.535 | 42.902 | 553595.19 | 3.738 | 123.801 | 1210773.027 | 8.176 | 126.435 | 19.3 | [5 empty] | 2 | [16 empty] | 0 | 2019 |  | #REF! | #REF! | #REF! | #REF! |  | 1 | [5 empty] | RTH
ITI | RTH |  | 2019 | ITI1142 | Typical | [16 empty] | Rack |  | Managed | 1 | E-2124 | 1 | 1 | 3300 | 4 | 2 | 16000 | 2 | 2 x 8GB 1RX8 PC4-2666V-ED2-11 | 2 | HDD | SAS | 1 | Standard | 460 | Microsoft Corporation Microsoft Windows | 10.0.14393 | Oracle Corporation | 1.8.0_171-b11 |  | 12.347 | 16.322 | 15.526 | 7.484 | 7.764 | 13.678 |  | 51.979 | 106.816 | 8.13 | 26.866 | 29.615 | 10373.459 | 10386.704 | 1.5 | 88.489 | 7783.656 | 1.124 | 77.675 | 5174.917 | 0.747 | 61.423 | 2600.359 | 0.376 | 48.223 | 115456.163 | 115698.081 | 1.961 | 86.41 | 86587.351 | 1.467 | 77.581 | 57702.609 | 0.978 | 60.154 | 28806.135 | 0.488 | 47.989 | 35789.327 | 35915.785 | 2.252 | 109.132 | 26812.42 | 1.681 | 96.857 | 17924.082 | 1.124 | 76.799 | 8956.071 | 0.562 | 50.679 | 12334.192 | 12334.052 | 0.819 | 75.838 | 9258.585 | 0.615 | 69.083 | 6175.237 | 0.41 | 56.157 | 3086.874 | 0.205 | 45.892 | 18402.857 | 18413.316 | 0.882 | 80.797 | 13809.718 | 0.661 | 73.353 | 9223.147 | 0.442 | 58.24 | 4611.297 | 0.221 | 45.3 | 1557.565 | 1561.395 | 1.598 | 77.458 | 1160.725 | 1.188 | 70.777 | 784.417 | 0.803 | 57.994 | 386.507 | 0.396 | 54.233 | 378478.528 | 380736.3 | 1.075 | 81.692 | 330951.444 | 0.935 | 77.436 | 286932.603 | 0.81 | 73.092 | 235809.341 | 0.666 | 66.112 | 189671.619 | 0.536 | 60.027 | 141431.083 | 0.399 | 54.886 | 94034.244 | 0.266 | 49.008 | 46462.259 | 0.131 | 42.888 | 1085.385 | 1073.354 | 3.171 | 44.345 | 537.064 | 1.587 | 42 | 884.612 | 875.494 | 6.41 | 43.549 | 440.347 | 3.224 | 41.587 | 18.312 | 1.59 | 59.335 | 18.233 | 1.583 | 58.746 | 304771.341 | 2.058 | 92.329 | 401786.482 | 2.713 | 91.609 | 40.2 | [5 empty] | 2 | [16 empty] | 0 | 2019 |  | #REF! | #REF! | #REF! | #REF! |  | 1 | [5 empty] | RTH
ITI | ERW |  | 2019 | ITI1143 | Low-End | [16 empty] | Rack |  | Managed | 1 | Silver 4208 | 2 | 2 | 2100 | 8 | 2 | 192000 | 12 | 16 GB | 24 | HDD | SAS | 2 | Standard | 800 | [5 empty] | 6.788 | 9.782 | 8.35 | 4.771 | 5.264 | 8.198 |  | 140.978 | 210.934 | 5.055 | 15.461 | 88.071 |  | 30194 | 4.36 | 395.166 | 22632 | 3.268 | 373.545 | 15066 | 2.176 | 349.537 | 7564 | 1.092 | 309.184 |  | 373286 | 6.326 | 401.085 | 280077 | 4.746 | 379.07 | 186773 | 3.165 | 348.758 | 93347 | 1.582 | 309.729 |  | 82638 | 5.182 | 379.874 | 62305 | 3.907 | 361.173 | 41550 | 2.606 | 339.874 | 20819 | 1.306 | 303.877 |  | 43615 | 2.897 | 362.413 | 32659 | 2.169 | 349.74 | 21843 | 1.451 | 334.682 | 10880 | 0.723 | 299.686 |  | 67887.091 | 3.25 | 371.378 | 50888.414 | 2.436 | 358.029 | 33958.541 | 1.626 | 339.43 | 16935.71 | 0.811 | 301.271 |  | 4991 | 5.109 | 370.074 | 3729 | 3.817 | 355.274 | 2496 | 2.555 | 339.013 | 1244 | 1.273 | 315.147 |  | 1324301 | 3.74 | 392.262 | 1160380 | 3.277 | 378.888 | 994020.9 | 2.807 | 367.107 | 830298 | 2.345 | 356.879 | 662388 | 1.871 | 346.752 | 498747 | 1.408 | 335.983 | 334589 | 0.945 | 323.027 | 165592 | 0.468 | 300.456 |  | 22865 | 67.56 | 352.062 | 11421 | 33.745 | 325.801 |  | 13272 | 97.164 | 329.621 | 6652 | 48.702 | 322.67 | 86.827 | 7.537 | 442.167 | 68.539 | 5.95 | 424.237 | 1080646 | 7.297 | 403.16 | 5262492 | 35.535 | 403.475 | 260.4 | [5 empty] | 2 | 8 | [15 empty] | 0 | 2019 |  | #REF! | #REF! | #REF! | #REF! |  | 2 | [5 empty] | ERW
ITI | ERW |  | 2019 | ITI1144 | Typical | [16 empty] | Rack |  | Managed | 1 | Silver 4210 | 2 | 2 | 2200 | 10 | 2 | 192000 | 12 |  | 4 | HDD | SATA | 1 | Standard | 450 | [5 empty] | 17.537 | 24.301 | 23.079 | 13.434 | 14.376 | 21.9 |  | 31.994 | 50.82 | 13.393 | 31.94 | 183.644 |  | 40409 | 5.836 | 243.149 | 30265 | 4.371 | 211.63 | 20186 | 2.915 | 176.545 | 10074 | 1.455 | 125.893 |  | 464091 | 7.865 | 242.805 | 347970.8247 | 5.897 | 207.63 | 232249 | 3.936 | 166.912 | 116137 | 1.968 | 122.446 |  | 117365.12 | 7.36 | 232.543 | 87951.707 | 5.515 | 203.65 | 58721.937 | 3.682 | 170.515 | 29366.799 | 1.842 | 120.157 |  | 58818.952 | 3.907 | 201.345 | 44042.248 | 2.925 | 181.452 | 29408.891 | 1.953 | 157.951 | 14695.407 | 0.976 | 115.911 |  | 91766.002 | 4.393 | 214.939 | 68823.935 | 3.295 | 194.415 | 45922.083 | 2.199 | 164.884 | 22919.321 | 1.097 | 118.682 |  | 6742.248 | 6.902 | 213.97 | 5066.16 | 5.186 | 192.283 | 3362.148 | 3.442 | 164.235 | 1672.091 | 1.712 | 135.684 |  | 1765329 | 4.985 | 237.937 | 1551267 | 4.381 | 219.158 | 1325068 | 3.742 | 202.284 | 1105639 | 3.122 | 187.19 | 887187 | 2.505 | 172.486 | 666331 | 1.882 | 157.641 | 446798 | 1.262 | 142.293 | 222041 | 0.627 | 120.353 |  | 1447.909 | 4.278 | 100.485 | 716.102 | 2.116 | 87.995 |  | 836.555 | 6.125 | 88.211 | 412.706 | 3.021 | 81.223 | 97.973 | 8.505 | 242.371 | 74.527 | 6.469 | 222.516 | 1456477 | 9.835 | 260.462 | 7076458 | 47.783 | 260.194 | 71 | [5 empty] | 2 | [16 empty] | 0 | 2019 |  | #REF! | #REF! | #REF! | #REF! |  | 2 | [5 empty] | ERW
ITI | RUB |  | 2020 | ITI1145 | Typical | [16 empty] | blade |  | Unknown | 6 | Gold 6126T | 2 | 2 | 2600 | 12 | 2 | 65536 | 8 | 8GB 1Rx8 PC4-2666V-RD1-12-DB1 | 1 | 2.5" SSD | SATA |  | N+N REDUNDANT |  | rhel | 7.4 | Oracle Corporation | 1.8.0_151-b12 | Intel_Lin_HS18_2 | 17.9028 | 18.4261 | 24.1105 | 12.9454 | 14.4823 | 22.2753 |  | 13.4507 | 61.8593 | 856.9826 | 16.1484 | 105.3373 | 271742.2297 | 271852.2111 | 39.26 | 1622.1248 | 203827.6184 | 29.4361 | 1439.6686 | 135888.1423 | 19.6245 | 1231.4975 | 67942.047 | 9.812 | 753.2289 | 2096725.4007 | 2096715.722 | 35.5327 | 1527.0033 | 1572665.6063 | 26.6517 | 1341.7124 | 1048573.3775 | 17.77 | 878.1355 | 524143.2899 | 8.8826 | 720.7504 | 921970.9131 | 915039.8787 | 57.3818 | 1811.781 | 691529.7549 | 43.3656 | 1569.6314 | 460997.1148 | 28.909 | 1324.8041 | 230488.8463 | 14.4539 | 816.6909 | 408689.8768 | 408694.8091 | 27.144 | 1349.5983 | 306508.7155 | 20.3572 | 1257.2736 | 204392.9399 | 13.575 | 1139.8347 | 102179.9902 | 6.7864 | 937.2041 | 658521.9151 | 658332.4408 | 31.5187 | 1436.8959 | 493915.7513 | 23.647 | 1344.3545 | 329290.4441 | 15.7653 | 1216.9298 | 164640.1539 | 7.8824 | 895.676 | 46645.6756 | 46659.0409 | 47.7648 | 1425.0174 | 34967.0427 | 35.7957 | 1280.6636 | 23316.9105 | 23.8695 | 1126.1702 | 11665.012 | 11.9415 | 963.1298 | 11963821.3115 | 11970075.9838 | 33.803 | 1582.812 | 10472940.3761 | 29.5752 | 1438.4344 | 8968167.8596 | 25.3258 | 1333.5237 | 7478241.2574 | 21.1183 | 1239.8104 | 5973680.3362 | 16.8694 | 1150.0494 | 4482242.9396 | 12.6577 | 1063.4456 | 2992479.0733 | 8.4506 | 975.9133 | 1500251.328 | 4.2367 | 849.149 | 17490.2193 | 17740.0168 | 52.4139 | 594.5942 | 8763.3756 | 25.8919 | 596.4587 | 102675.5159 | 103046.5071 | 754.422 | 646.3917 | 51351.1093 | 375.9507 | 597.4554 | 248.0427 | 21.5315 | 1336.6493 | 248.76 | 21.5937 | 1333.9029 | 28326423.8519 | 191.2717 | 1742.7967 | 27176250.0715 | 183.5053 | 1742.0736 | 568.5857 | [5 empty] | 1 | [16 empty] | 0 | 2020 |  | #REF! | #REF! | #REF! | #REF! |  | 2 | [5 empty] | RUB
ITI | SBR |  | 2020 | ITI1146 | Typical | [16 empty] | Rack |  | Unknown | 1 | Gold 5118 | 4 | 4 | 2300 | 12 | 2 | 391872 | 24 | SAMSUNG / M393A2K43BB1-CTD6Q | 8 | Fixed hard disk media | SAS | 2 | Redundancy | 1100 | Microsoft Windows Server 2012 R2 Datacenter Evaluation | 6.3.9600 | Oracle Corporation | 1.7.0_65-b19 | Intel_Win_HS18_5 | 16.028 | 23.4462 | 22.1292 | 12.4021 | 13.8515 | 20.856 |  | 14.3665 | 32.9971 | 64.0079 | 32.1326 | 271.054 | 97447.6762 | 97513.2662 | 14.0826 | 608.3719 | 73139.5807 | 10.5626 | 536.8678 | 48716.0707 | 7.0354 | 459.757 | 24362.2448 | 3.5183 | 371.5321 | 1264421.1386 | 1264376.0293 | 21.4272 | 654.376 | 948385.8314 | 16.0721 | 586 | 632157.77 | 10.7131 | 486.9679 | 316123.2183 | 5.3573 | 350.2498 | 295993.0893 | 295727.0663 | 18.5449 | 575.4157 | 222059.8593 | 13.9253 | 511.6058 | 148034.7238 | 9.2832 | 449.0946 | 73992.306 | 4.64 | 350.8595 | 141827.4072 | 141881.0738 | 9.4232 | 492.1851 | 106377.4085 | 7.0652 | 452.9926 | 70949.5774 | 4.7122 | 407.3715 | 35473.2261 | 2.356 | 343.9758 | 229759.3886 | 229581.4068 | 10.9916 | 525.0653 | 172291.7842 | 8.2487 | 483.243 | 114876.6139 | 5.4999 | 425.8023 | 57501.2028 | 2.753 | 345.1674 | 16182.3009 | 16191.6548 | 16.5754 | 523.0066 | 12131.7886 | 12.4193 | 471.6901 | 8083.2887 | 8.2749 | 418.6731 | 4053.5913 | 4.1497 | 361.7182 | 5043993.3637 | 5045418.8715 | 14.2481 | 626.3929 | 4418185.4235 | 12.4768 | 575.8353 | 3789859.5598 | 10.7024 | 531.4415 | 3157118.1766 | 8.9156 | 490.6398 | 2519140.4737 | 7.114 | 452.1299 | 1891446.2438 | 5.3414 | 414.7635 | 1260824.862 | 3.5605 | 377.6749 | 630334.8407 | 1.78 | 337.9449 | 3893.688 | 3894.5236 | 11.5066 | 249.0101 | 1946.1929 | 5.7501 | 244.0374 | 3020.0773 | 3008.3029 | 22.0243 | 245.4244 | 1510.7359 | 11.0604 | 242.2635 | 217.5375 | 18.8835 | 588.9409 | 219.2809 | 19.0348 | 591.1083 | 25759535.0174 | 173.939 | 635.5851 | 25593277.3883 | 172.8164 | 637.5719 | 236.7392 | [5 empty] | 4 | [16 empty] | 0 | 2020 |  | #REF! | #REF! | #REF! | #REF! |  | 4 | [5 empty] | SBR
ITI | URA |  | 2020 | ITI1147 | Typical | [16 empty] | Rack |  | Unknown | 1 | Gold 5188 | 4 | 4 | 2300 | 12 | 2 | 391872 | 24 | SAMSUNG / M393A2K43BB1-CTD6Q | 8 | Fixed hard disk media | SAS | 2 | Redundancy | 1100 | Microsoft Windows Server 2012 R2 Datacenter Evaluation | 6.3.9600 | Oracle Corporation | 1.8.0_144-b01 | Intel_Win_HS18_5 | 15.3926 | 22.5659 | 20.3638 | 12.0249 | 13.3635 | 20.1497 |  | 13.9523 | 32.3325 | 62.4578 | 30.9874 | 261.7908 | 97389.0571 | 97421.8742 | 14.0694 | 632.2659 | 73039.1366 | 10.5481 | 558.7151 | 48701.9477 | 7.0334 | 479.0778 | 24357.6992 | 3.5177 | 386.4802 | 1262017.0286 | 1260973.5322 | 21.3695 | 677.423 | 946670.0887 | 16.0431 | 605.7032 | 630938.6314 | 10.6924 | 506.3349 | 315582.9012 | 5.3481 | 363.9063 | 281211.0962 | 278962.9443 | 17.4937 | 589.827 | 210897.1666 | 13.2253 | 524.073 | 140569.5131 | 8.8151 | 465.1341 | 70350.2001 | 4.4116 | 363.8976 | 142414.4121 | 142489.5909 | 9.4636 | 509.281 | 106838.4487 | 7.0958 | 470.1635 | 71180.97 | 4.7276 | 421.7508 | 35595.784 | 2.3641 | 355.4587 | 229639.9986 | 229643.6823 | 10.9945 | 543.1325 | 172255.8368 | 8.247 | 501.5968 | 114820.3824 | 5.4972 | 441.3841 | 57417.1032 | 2.7489 | 357.2905 | 16205.5359 | 16212.9156 | 16.5971 | 542.3381 | 12141.1251 | 12.4289 | 489.5484 | 8114.4902 | 8.3068 | 434.0794 | 4051.2103 | 4.1472 | 374.0651 | 5055388.003 | 5054900.9373 | 14.2749 | 646.7411 | 4420019.0205 | 12.482 | 592.5846 | 3802623.1202 | 10.7385 | 548.739 | 3157359.6988 | 8.9163 | 506.7134 | 2522618.2932 | 7.1238 | 467.1439 | 1901237.8146 | 5.369 | 428.7512 | 1264128.9724 | 3.5699 | 390.4894 | 634292.5379 | 1.7912 | 348.613 | 3893.5202 | 3895.8229 | 11.5104 | 253.9937 | 1948.0287 | 5.7556 | 249.504 | 3009.4407 | 2998.7533 | 21.9544 | 250.7794 | 1508.5049 | 11.044 | 247.8476 | 217.2065 | 18.8547 | 609.3577 | 219.2337 | 19.0307 | 613.2437 | 25720610.8372 | 173.6762 | 655.3278 | 25538970.5719 | 172.4497 | 658.731 | 242.0864 | [5 empty] | 4 | [16 empty] | 0 | 2020 |  | #REF! | #REF! | #REF! | #REF! |  | 4 | [5 empty] | URA
ITI | FCL |  | 2019 | ITI1148 | Typical | [16 empty] | Rack |  | Managed | 1 | Platinum 8280M | 4 | 4 | 2694 | 28 | 2 | 750000 | 48 | 48 x 16GB PC4 2933 DIMMS | 3 | HDD | SAS | 2 | Standard | 1600 | Microsoft Corporation Microsoft Windows | 6.3.9600 | Oracle Corporation | 1.8.0_201-b09 |  | 20.958 | 26.537 | 30.497 | 17.698 | 18.364 | 29.193 |  | 9.329 | 21.276 | 18.132 | 22.712 | 469.594 | 247022.092 | 247042.028 | 35.677 | 1210.7 | 185086.573 | 26.73 | 1212.3 | 123637.821 | 17.855 | 890.564 | 61859.166 | 8.934 | 603.089 | 2295641.304 | 2300230.876 | 38.982 | 1236.8 | 1721798.349 | 29.179 | 1033.7 | 1148353.952 | 19.461 | 753.381 | 573873.114 | 9.725 | 450.622 | 783355.956 | 758529.771 | 47.567 | 1125.5 | 587372.547 | 36.834 | 1168.7 | 391666.607 | 24.561 | 861.139 | 195953.505 | 12.288 | 539.614 | 403558.463 | 403373.746 | 26.791 | 1179.1 | 302706.549 | 20.105 | 985.689 | 201781.975 | 13.402 | 779.439 | 100881.487 | 6.7 | 544.194 | 612019.135 | 607402.418 | 29.08 | 1162.9 | 458911.951 | 21.971 | 1116.4 | 306071.264 | 14.654 | 835.922 | 153100.796 | 7.33 | 556.003 | 44720.927 | 44482.668 | 45.537 | 1140.2 | 33575.053 | 34.371 | 1036.4 | 22367.982 | 22.898 | 837.497 | 11174.253 | 11.439 | 570.325 | 11558698.606 | 11586240.841 | 32.719 | 1205.5 | 10092067.32 | 28.5 | 1169.4 | 8673364.51 | 24.493 | 1074.5 | 7219322.191 | 20.387 | 972.159 | 5771743.987 | 16.299 | 850.32 | 4338645.714 | 12.252 | 724.039 | 2892739.919 | 8.169 | 602.419 | 1441771.476 | 4.072 | 484.618 | 975.731 | 968.823 | 2.862 | 247.702 | 491.417 | 1.452 | 192.775 | 883.039 | 877.112 | 6.421 | 230.238 | 444.438 | 3.254 | 200.479 | 285.322 | 24.768 | 1065.3 | 282.824 | 24.551 | 1106.5 | 8300006.596 | 56.045 | 1183.4 | 81650806.745 | 551.34 | 1174 | 162.5 | [7 empty] | 4 | [14 empty] | 0 | 2019 |  | #REF! | #REF! | #REF! | #REF! |  | 4 | [5 empty] | FCL
ITI | FCL |  | 2019 | ITI1149 | Low-End | [16 empty] | Rack |  | Managed | 1 | Gold 5215 | 4 | 4 | 2500 | 10 | 2 | 187500 | 48 | 12 x 16GB PC4 2933 DIMMS | 2 | HDD | SATA | 2 | Standard | 1600 | Microsoft Corporation Microsoft Windows | 6.3.9600 | Oracle Corporation | 1.8.0_201-b09 |  | 16.132 | 22.837 | 22.692 | 12.614 | 13.514 | 21.218 |  | 3.473 | 9.607 | 14.348 | 22.544 | 199.059 | 86693.6 | 86693.893 | 12.52 | 520.845 | 65005.208 | 9.388 | 477.832 | 43360.533 | 6.262 | 414.145 | 21655.989 | 3.127 | 329.734 | 994119.861 | 996463.411 | 16.887 | 531.823 | 745849.945 | 12.64 | 475.632 | 497117.081 | 8.425 | 405.189 | 248577.049 | 4.213 | 271.72 | 275001.849 | 275715.273 | 17.29 | 502.481 | 206334.298 | 12.939 | 471.665 | 137594.119 | 8.628 | 412.574 | 68775.075 | 4.313 | 321.089 | 131224.107 | 131264.682 | 8.718 | 451.577 | 98445.976 | 6.538 | 414.529 | 65625.94 | 4.359 | 374.122 | 32814.365 | 2.179 | 305.439 | 204298.546 | 204253.735 | 9.779 | 479.597 | 153396.844 | 7.344 | 442.355 | 102238.958 | 4.895 | 393.107 | 51034.238 | 2.443 | 308.803 | 15008.907 | 14977.005 | 15.332 | 477.752 | 11265.395 | 11.532 | 431.542 | 7510.348 | 7.688 | 384.281 | 3762.505 | 3.852 | 326.07 | 4402592.326 | 4404579.173 | 12.438 | 528.684 | 3846301.317 | 10.862 | 496.921 | 3300321.921 | 9.32 | 461.641 | 2750797.458 | 7.768 | 429.668 | 2211639.366 | 6.246 | 397.208 | 1651613.082 | 4.664 | 367.117 | 1098829.183 | 3.103 | 337.461 | 548861.83 | 1.55 | 297.559 | 254.043 | 262.066 | 0.774 | 162.769 | 125.448 | 0.371 | 146.178 | 263.975 | 263.762 | 1.931 | 146.57 | 132.782 | 0.972 | 138.76 | 121.808 | 10.574 | 474.841 | 125.759 | 10.917 | 478.305 | 3129618.264 | 21.132 | 519.481 | 15311115.33 | 103.387 | 519.377 | 131.3 | [5 empty] | 4 | [16 empty] | 0 | 2019 |  | #REF! | #REF! | #REF! | #REF! |  | 4 | [5 empty] | FCL
ITI | FCL |  | 2019 | ITI1150 | Typical | [16 empty] | Rack |  | Managed | 1 | Gold 6230 | 4 | 4 | 2100 | 20 | 2 | 375000 | 48 | 48 x 8GB PC4 2933 DIMMS | 3 | HDD | SAS | 2 | Standard | 1600 | Microsoft Corporation Microsoft Windows | 6.3.9600 | Oracle Corporation | 1.8.0_201-b09 |  | 19.503 | 28.379 | 27.427 | 15.688 | 16.571 | 26.306 |  | 9.73 | 21.816 | 17.109 | 27.833 | 323.833 | 155875.781 | 155849.699 | 22.507 | 751.556 | 116833.623 | 16.873 | 734.456 | 77998.663 | 11.264 | 619.606 | 38965.106 | 5.627 | 486.458 | 1900250.196 | 1899407.044 | 32.189 | 781.644 | 1425188.894 | 24.152 | 750.503 | 950329.501 | 16.105 | 606.894 | 475086.645 | 8.051 | 436.514 | 488206.67 | 484674.528 | 30.394 | 719.172 | 366168.347 | 22.962 | 711.05 | 244292.535 | 15.319 | 608.778 | 121977.535 | 7.649 | 464.253 | 245267.74 | 245447.407 | 16.302 | 695.022 | 184002.388 | 12.221 | 630.944 | 122635.423 | 8.145 | 550.531 | 61306.085 | 4.072 | 451.828 | 375023.918 | 375062.765 | 17.957 | 720.617 | 281453.506 | 13.475 | 677.475 | 187536.489 | 8.979 | 578.078 | 93890.379 | 4.495 | 458.878 | 27553.141 | 27581.921 | 28.236 | 717.428 | 20685.969 | 21.176 | 658.192 | 13794.093 | 14.121 | 570.003 | 6900.259 | 7.064 | 462.706 | 7805540.837 | 7809268.47 | 22.053 | 767.203 | 6837388.527 | 19.309 | 754.637 | 5853537.9 | 16.53 | 710.227 | 4876031.84 | 13.77 | 658.001 | 3900154.614 | 11.014 | 609.5 | 2932337.891 | 8.281 | 551.235 | 1957133.132 | 5.527 | 486.194 | 974322.199 | 2.751 | 414.258 | 978.807 | 980.365 | 2.897 | 233.478 | 487.06 | 1.439 | 188.571 | 869.29 | 871.902 | 6.383 | 220.316 | 439.017 | 3.214 | 195.658 | 248.534 | 21.574 | 753.365 | 231.759 | 20.118 | 743.683 | 5219691.264 | 35.246 | 744.508 | 35859607.23 | 242.139 | 747.728 | 165.3 | [6 empty] | 2 | [15 empty] | 0 | 2019 |  | #REF! | #REF! | #REF! | #REF! |  | 4 | [5 empty] | FCL
ITI | KRT |  | 2019 | ITI1151 | High-End | [16 empty] | Blade |  | Managed | 6 | Platinum 8280 | 2 | 2 | 2700 | 28 | 2 | 767650 | 12 | 12 x Hynix / HMAA8GL7CPR4N-WM | 2 | HDD | SAS | 3 | Redundant | 3400 | [5 empty] | 16.38 | 19.382 | 24.049 | 14.393 | 15.414 | 23.112 |  | 21.966 | 315.063 | 12.423 | 18.423 | 378.278 | 122074.8167 | 122176.8675 | 17.6443 | 758.2833 | 91560.5548 | 13.2228 | 730.8333 | 61041.3328 | 8.8153 | 572.0833 | 30514.477 | 4.4068 | 397.1 | 1155662.5095 | 1155596.3245 | 19.5837 | 777.6667 | 866694.5347 | 14.6877 | 696.25 | 577815.8307 | 9.7922 | 520.2333 | 288987.9743 | 4.8975 | 346.9833 | 385117.4385 | 378946.039 | 23.7635 | 694.8333 | 288867.4442 | 18.1148 | 669.5667 | 192594.5955 | 12.0775 | 547.4333 | 96277.9607 | 6.0375 | 368.45 | 202813.579 | 202867.5782 | 13.4737 | 683.9833 | 152148.7655 | 10.1052 | 594.6333 | 101431.2278 | 6.7367 | 492.4333 | 50694.7893 | 3.367 | 359.3333 | 320159.3052 | 320275.2867 | 15.3337 | 709.7833 | 240187.9925 | 11.4993 | 659.8333 | 160127.6545 | 7.6663 | 527.4333 | 80038.9275 | 3.832 | 371.4833 | 22471.8367 | 22441.739 | 22.9735 | 712.7167 | 16851.2755 | 17.2507 | 637.2 | 11234.0323 | 11.5003 | 522.7 | 5618.964 | 5.7522 | 387.0167 | 5082258.5305 | 5083287.4308 | 14.355 | 765.1667 | 4446720.0827 | 12.5573 | 724.5 | 3808465.1905 | 10.755 | 657.5667 | 3176889.7745 | 8.9715 | 603.2833 | 2541925.8657 | 7.1783 | 537.8667 | 1904784.4238 | 5.379 | 468.0833 | 1268264.8947 | 3.5815 | 402.0833 | 635137.9167 | 1.7937 | 341.4833 | 2370.2297 | 2447.4587 | 7.2312 | 234.3167 | 1184.2888 | 3.499 | 223.7833 | 14438.3783 | 14433.9447 | 105.6735 | 239.5167 | 7220.9322 | 52.8657 | 234.95 | 153.451 | 13.3203 | 711.3285 | 148.363 | 12.8787 | 710.5535 | 4352273.8015 | 29.3883 | 753.2977 | 42007390.7713 | 283.6513 | 749.8487 | 198.65 | [7 empty] | 16 | [14 empty] | 0 | 2019 |  | #REF! | #REF! | #REF! | #REF! |  | 2 | [5 empty] | KRT
ITI | KRT |  | 2019 | ITI1152 | Low-End | [16 empty] | Blade |  | Managed | 6 | Silver 4110 | 2 | 2 | 2100 | 8 | 2 | 127650 | 8 | 8 x Micron / MTA18ASF2G72PZ-2G6D1RG | 1 | HDD | SAS | 3 | Redundant | 2650 | Microsoft Corporation Microsoft Windows | 6.3.9600 | Oracle Corporation | 1.8.0_121-b13 |  | 11.218 | 16.181 | 15.31 | 7.961 | 9.204 | 13.741 |  | 21.305 | 53.532 | 8.911 | 21.857 | 112.265 | 29742.8412 | 29798.1572 | 4.3033 | 248.2833 | 22309.343 | 3.2218 | 228.8833 | 14871.0508 | 2.1477 | 204.9333 | 7435.1148 | 1.0738 | 173.35 | 376743.2207 | 376890.0642 | 6.3872 | 263.0167 | 282609.6623 | 4.7893 | 242.4167 | 188429.9702 | 3.1933 | 214.6833 | 94177.5162 | 1.596 | 166.1325 | 89577.9007 | 90656.4015 | 5.685 | 241.9667 | 67192.0413 | 4.2137 | 222.4167 | 44820.3498 | 2.8107 | 202 | 22380.8447 | 1.4035 | 158.1953 | 41493.9277 | 41498.7858 | 2.7562 | 212.6667 | 31131.9757 | 2.0677 | 203.0833 | 20728.5463 | 1.3767 | 189.7667 | 10367.55 | 0.6885 | 164.08 | 68420.8425 | 68407.1752 | 3.2752 | 221.9333 | 51319.9462 | 2.457 | 210.5 | 34226.2418 | 1.6387 | 195.1 | 17107.8798 | 0.819 | 165.0727 | 4797.2785 | 4798.6412 | 4.9123 | 222.9167 | 3605.04 | 3.6905 | 208.8667 | 2392.9565 | 2.4497 | 191.7167 | 1199.1133 | 1.2275 | 171.25 | 1366471.7337 | 1366778.1172 | 3.8597 | 246.1833 | 1198497.591 | 3.3845 | 233.8 | 1024110.6565 | 2.892 | 221.9167 | 854629.5533 | 2.4135 | 211.3167 | 684743.0742 | 1.9337 | 200.6667 | 512284.9852 | 1.4467 | 190.1333 | 342258.7828 | 0.9665 | 178.5667 | 171077.6963 | 0.48317 | 162.8713 | 1340.2702 | 1370.8235 | 4.0502 | 135.2883 | 667.3538 | 1.9717 | 130.0477 | 1334.9362 | 1329.257 | 9.7317 | 130.3657 | 666.0582 | 4.8763 | 127.0258 | 63.3605 | 5.5 | 252.15 | 63.9015 | 5.547 | 253.2667 | 1080142.6747 | 7.2935 | 257.9578 | 4429023.7727 | 28.8937 | 257.3718 | 121.6 | [7 empty] | 16 | [14 empty] | 0 | 2019 |  | #REF! | #REF! | #REF! | #REF! |  | 2 | [5 empty] | KRT
ITI | KRT |  | 2019 | ITI1153 | Typical | [16 empty] | Blade |  | Managed | 6 | Gold 6148 | 2 | 2 | 2400 | 20 | 2 | 191650 | 12 | 12 x Micron / MTA18ASF2G72PZ-2G6D1RG | 1 | HDD | SAS | 3 | Redundant | 2650 | Microsoft Corporation Microsoft Windows | 6.3.9600 | Oracle Corporation | 1.8.0_121-b13 |  | 15.91 | 19.185 | 23.211 | 13.361 | 14.613 | 21.744 |  | 17.724 | 42.184 | 12.192 | 19.215 | 189.912 | 81791.7525 | 81881.2393 | 11.825 | 503.75 | 61358.795 | 8.8612 | 494.25 | 40893.5178 | 5.9057 | 397.8667 | 20451.8993 | 2.9537 | 287.95 | 790281.2828 | 792272.3315 | 13.4265 | 515.4333 | 592752.2733 | 10.0453 | 478.75 | 395245.2433 | 6.6982 | 368.0333 | 197557.5953 | 3.348 | 245.8 | 262915.1537 | 263280.8613 | 16.5102 | 473.8833 | 197130.881 | 12.362 | 469.2167 | 131460.071 | 8.2438 | 393.8333 | 65710.7043 | 4.1207 | 272.7333 | 135645.6803 | 135668.4353 | 9.0107 | 469.5333 | 101739.744 | 6.7572 | 422.9167 | 67796.0433 | 4.5028 | 357.55 | 33909.3077 | 2.2522 | 272.8333 | 215630.7168 | 215617.7682 | 10.323 | 477.6 | 161691.8725 | 7.7412 | 463.6167 | 107848.3685 | 5.1633 | 380.9667 | 53929.071 | 2.582 | 276.9833 | 14996.0805 | 14980.458 | 15.3355 | 479 | 11255.1357 | 11.5218 | 449.7833 | 7496.451 | 7.6742 | 375.4167 | 3751.0227 | 3.84 | 287.9333 | 3443451.1312 | 3441936.3482 | 9.7198 | 497.7833 | 3016223.2613 | 8.5177 | 481.5167 | 2583345.4412 | 7.2953 | 443.1833 | 2150571.6788 | 6.0732 | 408.8833 | 1720300.876 | 4.858 | 370.5667 | 1292566.0797 | 3.6502 | 331 | 860744.6785 | 2.4307 | 291.5333 | 430159.291 | 1.2148 | 253.2833 | 1452.1452 | 1454.2815 | 4.2968 | 174.8833 | 726.8127 | 2.1473 | 167.9167 | 1359.0152 | 1351.5722 | 9.8952 | 168.6667 | 679.7417 | 4.9765 | 164.0613 | 108.4142 | 9.411 | 491.4167 | 108.6917 | 9.435 | 489.35 | 2920784.2457 | 19.7223 | 501.3675 | 14250646.733 | 96.2263 | 506.6897 | 156.4667 | [7 empty] | 16 | [14 empty] | 0 | 2019 |  | #REF! | #REF! | #REF! | #REF! |  | 2 | [5 empty] | KRT
ITI | BMX |  | 2019 | ITI1154 | High-End | [16 empty] | Rack |  | Managed | 1 | EPYC7702P | 1 | 1 | 2000 | 64 | 2 | 383800 | 6 | 6 x Samsung / M386A8K40CM2-CVF | 2 | HDD | SATA | 2 | Redendancy | 1600 | Microsoft Corporation Microsoft Windows | 6.3.9600 | Oracle Corporation | 1.8.0_121-b13 |  | 19.99 | 20.089 | 35.391 | 28.186 | 28.381 | 45.615 |  | 24.949 | 38.266 | 21.879 | 20.726 | 407.114 | 69790.225 | 69751.827 | 10.073 | 332.922 | 52344.075 | 7.559 | 295.091 | 34951.467 | 5.048 | 268.082 | 17439.412 | 2.519 | 230.182 | 573968.991 | 573519.764 | 9.719 | 316.243 | 430592.074 | 7.297 | 282.223 | 287217.091 | 4.867 | 254.55 | 143500.137 | 2.432 | 226.879 | 268756.835 | 269553.556 | 16.904 | 325.653 | 201590.939 | 12.642 | 283.795 | 134396.394 | 8.428 | 245.061 | 67112.824 | 4.209 | 213.324 | 170038.106 | 170028.151 | 11.293 | 245.253 | 127538.517 | 8.471 | 229.901 | 85067.946 | 5.65 | 213.682 | 42519.227 | 2.824 | 200.716 | 255035.806 | 255289.59 | 12.222 | 271.744 | 191333.676 | 9.16 | 250.883 | 127591.102 | 6.109 | 228.114 | 63742.215 | 3.052 | 206.856 | 18799.545 | 18800.999 | 19.247 | 268.914 | 14096.848 | 14.431 | 250.212 | 9408.012 | 9.631 | 219.281 | 4703.415 | 4.815 | 201.621 | 4525424.113 | 4543525.362 | 12.831 | 335.032 | 3959883.063 | 11.183 | 314.215 | 3392648.247 | 9.581 | 300.967 | 2833030.508 | 8 | 288.196 | 2256280.69 | 6.372 | 275.508 | 1699837.947 | 4.8 | 261.799 | 1132901.2 | 3.199 | 235.025 | 563392.014 | 1.591 | 210.696 | 2011.277 | 2004.174 | 5.921 | 177.978 | 1005.734 | 2.972 | 158.825 | 1112.511 | 1119.106 | 8.193 | 152.932 | 557.9 | 4.084 | 149.442 | 71.267 | 6.186 | 296.753 | 71.002 | 6.163 | 299.107 | 3069669.831 | 20.728 | 353.269 | 21162800.458 | 142.9 | 351.007 | 141.1 | [5 empty] | 2 | [16 empty] | 0 | 2019 |  | #REF! | #REF! | #REF! | #REF! |  | 1 | [5 empty] | BMX
ITI | BMX |  | 2019 | ITI1155 | Low-End | [16 empty] | Rack |  | Managed | 1 | EPYC 7251 | 1 | 1 | 2100 | 8 | 2 | 63800 | 8 | 8 x Micron / MTA9ASF1G72PZ-2G6D1 | 2 | HDD | SAS | 1 | Redendancy | 500 | Microsoft Corporation Microsoft Windows | 6.3.9600 | Oracle Corporation | 1.8.0_121-b13 |  | 6.9 | 11.514 | 8.397 | 5.659 | 6.632 | 10.164 |  | 10.546 | 21.457 | 6.192 | 41.952 | 49.09 | 11726.905 | 11717.109 | 1.692 | 149.136 | 8787.893 | 1.269 | 141.538 | 5858.725 | 0.846 | 132.839 | 2922.715 | 0.422 | 120.689 | 173254.639 | 173254.071 | 2.936 | 159.095 | 129924.585 | 2.202 | 150.072 | 86654.111 | 1.469 | 138.693 | 43320.132 | 0.734 | 119.752 | 32209.645 | 31135.451 | 1.952 | 146.112 | 24163.068 | 1.515 | 138.039 | 16117.025 | 1.011 | 128.613 | 8070.326 | 0.506 | 117.351 | 19399.417 | 19397.323 | 1.288 | 132.938 | 14554.793 | 0.967 | 129.382 | 9697.895 | 0.644 | 124.42 | 4863.004 | 0.323 | 118.073 | 32157.605 | 32151.483 | 1.539 | 136.602 | 24109.651 | 1.154 | 132.349 | 16067.818 | 0.769 | 126.793 | 8040.656 | 0.385 | 118.649 | 2297.213 | 2297.043 | 2.351 | 136.615 | 1742.973 | 1.784 | 131.733 | 1152.862 | 1.18 | 126.292 | 573.442 | 0.587 | 119.815 | 650486.282 | 653110.43 | 1.844 | 159.123 | 571839.444 | 1.615 | 153.526 | 487467.369 | 1.377 | 148.408 | 408289.106 | 1.153 | 144.018 | 324812.363 | 0.917 | 138.79 | 242710.378 | 0.685 | 133.303 | 164010.778 | 0.463 | 126.993 | 79993.669 | 0.226 | 117.277 | 470.899 | 473.593 | 1.399 | 97.098 | 235.391 | 0.695 | 90.107 | 376.745 | 378.051 | 2.768 | 93.038 | 187.19 | 1.37 | 88.548 | 86.494 | 7.508 | 178.668 | 86.334 | 7.494 | 178.937 | 379825.377 | 2.565 | 146.036 | 1083605.353 | 7.317 | 149.051 | 83.7 | [5 empty] | 2 | [16 empty] | 0 | 2019 |  | #REF! | #REF! | #REF! | #REF! |  | 1 | [5 empty] | BMX
ITI | BMX |  | 2019 | ITI1156 | Typical | [16 empty] | Rack |  | Managed | 1 | EPYC 7401P | 1 | 1 | 2000 | 24 | 2 | 95800 | 6 | 6 x Micron / MTA8ASF2G72PZ-2G6D1 | 2 | HDD | SAS | 2 | Redendancy | 800 | Microsoft Corporation Microsoft Windows | 6.3.9600 | Oracle Corporation | 1.8.0_121-b13 |  | 15 | 20.369 | 19.498 | 14.099 | 16.146 | 25.101 |  | 31.546 | 54.767 | 11.975 | 28.113 | 126.905 | 31846.145 | 31848.998 | 4.6 | 201.368 | 23936.544 | 3.457 | 182.276 | 15929.196 | 2.3 | 160.742 | 7947.358 | 1.148 | 140.548 | 373418.007 | 373570.643 | 6.331 | 208.012 | 280084.314 | 4.747 | 188.391 | 186682.591 | 3.164 | 164.829 | 93362.151 | 1.582 | 135.288 | 91879.978 | 89516.782 | 5.614 | 194.303 | 68943.164 | 4.323 | 175.112 | 45930.465 | 2.88 | 152.915 | 23001.107 | 1.442 | 134.095 | 55489.571 | 55493.34 | 3.686 | 159.715 | 41599.13 | 2.763 | 151.09 | 27788.408 | 1.846 | 140.608 | 13890.367 | 0.923 | 129.321 | 92151.029 | 92140.188 | 4.411 | 169.795 | 69130.758 | 3.31 | 160.138 | 46079.957 | 2.206 | 145.958 | 23068.765 | 1.104 | 131.893 | 6596.768 | 6596.556 | 6.753 | 167.06 | 4951.997 | 5.069 | 157.262 | 3295.48 | 3.374 | 143.673 | 1654.38 | 1.694 | 130.53 | 1491352.793 | 1506958.404 | 4.256 | 203.753 | 1309432.315 | 3.698 | 192.583 | 1119193.264 | 3.161 | 184.274 | 934375.087 | 2.639 | 174.328 | 743593.825 | 2.1 | 162.872 | 558210.272 | 1.576 | 151.845 | 372057.47 | 1.051 | 140.316 | 186486.373 | 0.527 | 129.925 | 1571.975 | 1564.067 | 4.621 | 111.755 | 787.68 | 2.327 | 96.703 | 1096.822 | 1099.818 | 8.052 | 107.62 | 546.155 | 3.999 | 99.741 | 65.13 | 5.654 | 194.143 | 60.774 | 5.276 | 194.385 | 1079189.358 | 7.287 | 197.864 | 3747206.383 | 25.303 | 199.383 | 84.8 | [5 empty] | 2 | [16 empty] | 0 | 2019 |  | #REF! | #REF! | #REF! | #REF! |  | 1 | [5 empty] | BMX
ITI | CVR |  | 2019 | ITI1157 | Low-End | [16 empty] | Blade |  | Managed | 3 | Gold 5115 | 4 | 4 | 2400 | 10 | 2 | 191667 | 12 | 12 x Micron / MTA18ASF2G72PZ-2G6D1RG | 1 | HDD | SAS | 3 | Redundant | 2650 | Microsoft Corporation Microsoft Windows | 6.3.9600 | Oracle Corporation | 1.8.0_121-b13 |  | 13.805 | 17.105 | 20.049 | 11.111 | 12.296 | 18.45 |  | 11.657 | 30.498 | 11.919 | 18.765 | 173.307 | 80109.925 | 80146.9117 | 11.5747 | 578.6 | 60132.7743 | 8.6843 | 526.4 | 40086.8263 | 5.7893 | 443.6 | 20030.3503 | 2.8927 | 343 | 804402.94 | 804185.6103 | 13.6283 | 581.2333 | 603513.8373 | 10.2277 | 512.8667 | 402289.011 | 6.8177 | 414.3 | 201081.2587 | 3.4077 | 306.2517 | 254492.6903 | 254661.4753 | 15.9697 | 553.9 | 190802.718 | 11.9653 | 518.7667 | 127161.3083 | 7.9743 | 437.4 | 63609.846 | 3.989 | 299.278 | 122778.909 | 122815.1583 | 8.157 | 483.6333 | 92100.55 | 6.117 | 443.8667 | 61343.6223 | 4.0743 | 395.9333 | 30676.754 | 2.0373 | 319.6473 | 199441.8927 | 199412.0837 | 9.547 | 514.6333 | 149565.548 | 7.1607 | 482 | 99759.169 | 4.776 | 416.9 | 49876.878 | 2.388 | 329.794 | 13975.8067 | 13973.331 | 14.3043 | 527.8667 | 10490.0447 | 10.7387 | 471.2667 | 6973.3917 | 7.1387 | 408.2667 | 3510.6923 | 3.594 | 334.8 | 3786352.3983 | 3784516.6163 | 10.6873 | 553.3667 | 3318029.6117 | 9.37 | 515.4333 | 2836491.8617 | 8.01 | 477.3333 | 2368292.5657 | 6.688 | 445.8667 | 1891916.0427 | 5.3427 | 412.6 | 1417487.8097 | 4.003 | 379.3333 | 948280.6777 | 2.678 | 345.3333 | 474169.4703 | 1.339 | 307.72 | 1157.7533 | 1179.4747 | 3.4847 | 213.7377 | 580.1093 | 1.714 | 205.649 | #N/A | 1171.161 | 8.5743 | 202.2697 | 591.0563 | 4.3273 | 197.2153 | 110.912 | 9.6277 | 509.5987 | 110.8057 | 9.6187 | 516.0517 | 3021014.737 | 20.399 | 585.0927 | 14691716.4717 | 99.2047 | 572.4223 | 188.4 | [7 empty] | 16 | [14 empty] | 0 | 2019 |  | #REF! | #REF! | #REF! | #REF! |  | 4 | [5 empty] | CVR
ITI | CVR |  | 2019 | ITI1158 | High-End | [16 empty] | Blade |  | Managed | 3 | Platinum 8280 | 4 | 4 | 2700 | 28 | 2 | 1535667 | 24 | 24 x Hynix / HMAA8GL7CPR4N-WM | 4 | SSD | SATA | 3 | Redundant | 3400 | Microsoft Corporation Microsoft Windows | 6.3.9600 | Oracle Corporation | 1.8.0_121-b13 |  | 16.927 | 20.851 | 25.201 | 15.342 | 16.15 | 24.142 |  | 20.175 | 164.891 | 13.667 | 19.777 | 529.184 | 238609.3303 | 238744.0487 | 34.4787 | 1532.5667 | 178960.342 | 25.845 | 1490.8333 | 119313.22 | 17.231 | 1047.0333 | 59630.9493 | 8.6117 | 673.2667 | 2298905.5957 | 2299473.169 | 38.9687 | 1567.1333 | 1724265.287 | 29.2207 | 1343.7 | 1149643.0353 | 19.4827 | 924.2667 | 574709.835 | 9.7397 | 587.2667 | 752971.5127 | 758264.5707 | 47.5507 | 1414.4667 | 564713.0527 | 35.413 | 1351.0333 | 376496.86 | 23.61 | 1002.8333 | 188215.1983 | 11.803 | 607 | 403358.1773 | 403422.0123 | 26.7937 | 1401.7333 | 302519.255 | 20.0923 | 1183.6667 | 201741.609 | 13.399 | 881.1 | 100893.431 | 6.701 | 596.8 | 635779.1837 | 635793.6653 | 30.4397 | 1438.6667 | 476988.9957 | 22.8367 | 1369.6667 | 317928.339 | 15.2213 | 964.6667 | 158935.3333 | 7.6093 | 622.6 | 44639.2133 | 44563.5283 | 45.6197 | 1431.5333 | 33468.215 | 34.2613 | 1319.0333 | 22344.458 | 22.874 | 970.8 | 11155.3287 | 11.4197 | 655.6 | 10069788.358 | 10063184.6507 | 28.418 | 1432.4333 | 8799779.704 | 24.8503 | 1382.6333 | 7553609.836 | 21.331 | 1252.3 | 6290127.741 | 17.763 | 1127 | 5034869.7013 | 14.2183 | 971.2 | 3774407.7593 | 10.6587 | 817.5333 | 2515523.4307 | 7.1037 | 682.2667 | 1257542.8773 | 3.5513 | 554.8333 | 2839.8067 | 2973.6117 | 8.7857 | 321.2457 | 1415.8267 | 4.183 | 281.063 | 10258.2077 | 9951.5673 | 72.8573 | 322.1357 | 5114.4897 | 37.444 | 311.4757 | 305.2763 | 26.4997 | 1321.7907 | 298.1423 | 25.8803 | 1326.5297 | 8166726.6157 | 55.145 | 1503.8277 | 115287367.82 | 778.468 | 1471.0727 | 254.6 | [7 empty] | 16 | [14 empty] | 0 | 2019 |  | #REF! | #REF! | #REF! | #REF! |  | 4 | [5 empty] | CVR
ITI | CVR |  | 2019 | ITI1159 | Typical | [16 empty] | Blade |  | Managed | 3 | Gold 6148 | 4 | 4 | 2400 | 20 | 2 | 319667 | 20 | 20 x Micron / MTA18ASF2G72PZ-2G6D1RG | 1 | HDD | SAS | 3 | Redundant | 2650 | Microsoft Corporation Microsoft Windows | 6.3.9600 | Oracle Corporation | 1.8.0_121-b13 |  | 16.129 | 17.591 | 23.937 | 14.244 | 15.261 | 22.654 |  | 10.286 | 26.326 | 13.996 | 17.478 | 258.684 | 155834.2673 | 155757.3697 | 22.494 | 1016.5667 | 116903.2217 | 16.8827 | 937.8333 | 77936.8763 | 11.2553 | 739.2667 | 38971.414 | 5.628 | 504.2667 | 1234887.79 | 1234470.24 | 20.9203 | 969.8333 | 926243.3743 | 15.697 | 833.5333 | 617425.601 | 10.4633 | 617.6333 | 308718.1987 | 5.2317 | 375.9667 | 503842.1243 | 497754.4787 | 31.214 | 930.2667 | 377856.931 | 23.6953 | 887.6667 | 251961.055 | 15.8003 | 726.5333 | 125906.55 | 7.8957 | 468.4 | 269456.6233 | 269244.205 | 17.8823 | 913 | 202088.284 | 13.422 | 816.3 | 134720.0773 | 8.9477 | 662.6 | 67410.023 | 4.477 | 472.9 | 422983.5453 | 423055.132 | 20.2543 | 928.7 | 317222.8117 | 15.1877 | 887.1 | 211500.0143 | 10.126 | 712.1667 | 105725.7227 | 5.0617 | 495.4333 | 29527.3497 | 29484.4203 | 30.183 | 933.0667 | 22121.4573 | 22.6457 | 874.5333 | 14781.1087 | 15.1313 | 706.5 | 7391.117 | 7.5663 | 515.3 | 7069308.828 | 7057961.8223 | 19.9313 | 918.7333 | 6186565.9763 | 17.4707 | 887.5 | 5299551.7037 | 14.9657 | 820.6333 | 4419550.7587 | 12.4807 | 744.9333 | 3534103.526 | 9.9803 | 665.1667 | 2644665.7093 | 7.4683 | 581.9333 | 1769117.3847 | 4.996 | 501.8667 | 881771.7583 | 2.49 | 422.8 | 1159.777 | 1187.5697 | 3.5087 | 243.4997 | 580.4097 | 1.715 | 233.5517 | #N/A | 1172.327 | 8.5916 | 229.7997 | 578.9553 | 4.2387 | 228.4153 | 182.089 | 15.8063 | 870.4857 | 171.8597 | 14.918 | 886.721 | 5753851.7097 | 38.8523 | 989.1753 | 36426454.1847 | 245.9663 | 950.8387 | 207.3333 | [7 empty] | 16 | [14 empty] | 0 | 2019 |  | #REF! | #REF! | #REF! | #REF! |  | 4 | [5 empty] | CVR
ITI | QRB |  | 2019 | ITI1160 | Low-End | [16 empty] | Blade |  | Managed | 4 | Silver 4208 | 2 | 2 | 2100 | 8 | 2 | 95650 | 12 | 12 x hynix / HMA81GR7CJR8N-WM | 1 | HDD | SATA | 2 | Redundancy | 800 | Microsoft Corporation Microsoft Windows | 10.0.14393 | Oracle Corporation | 1.8.0_171-b11 |  | 13.94 | 22.593 | 17.29 | 10.248 | 11.149 | 17.657 |  | 6.724 | 10.159 | 11.032 | 32.879 | 116.219 | 30491.7857 | 30560.049 | 4.4135 | 205.877 | 22869.329 | 3.3028 | 184.7332 | 15247.6233 | 2.202 | 166.118 | 7625.525 | 1.1013 | 148.1577 | 444899.3435 | 445178.7087 | 7.5442 | 219.2703 | 333731.9223 | 5.6558 | 198.782 | 222454.6988 | 3.77 | 175.077 | 111226.0712 | 1.885 | 152.4957 | 82403.6365 | 82630.6915 | 5.1818 | 189.623 | 61815.4388 | 3.8765 | 172.1195 | 41246.2772 | 2.5865 | 158.816 | 20605.8067 | 1.2922 | 144.9367 | 43253.832 | 43264.7473 | 2.8735 | 170.6965 | 32428.0785 | 2.1538 | 160.8375 | 21633.4398 | 1.4367 | 150.2473 | 10815.9232 | 0.71825 | 140.4203 | 68027.648 | 68095.565 | 3.2603 | 180.3723 | 51017.021 | 2.4425 | 168.8938 | 33995.491 | 1.6275 | 156.5242 | 17004.5383 | 0.814 | 143.2445 | 4995.0418 | 4995.8922 | 5.1143 | 180.5993 | 3735.2793 | 3.8237 | 166.4485 | 2484.2443 | 2.543 | 153.7258 | 1245.5777 | 1.275 | 141.186 | 1374570.5178 | 1371851.8205 | 3.874 | 199.9765 | 1201500.9882 | 3.393 | 188.489 | 1031558.9655 | 2.913 | 178.7912 | 857468.9995 | 2.4215 | 169.8498 | 686900.3442 | 1.9398 | 161.4808 | 515376.5265 | 1.4555 | 153.4058 | 345314.1557 | 0.97525 | 145.308 | 171631.2393 | 0.48475 | 136.8985 | 417.6053 | 416.1408 | 1.2295 | 129.8137 | 208.4218 | 0.61575 | 129.0095 | 251.9727 | 251.294 | 1.8397 | 129.0573 | 127.6052 | 0.93425 | 129.0435 | 80.4313 | 6.982 | 210.326 | 79.0885 | 6.8652 | 210.8202 | 1079926.894 | 7.292 | 217.518 | 3720203.484 | 25.1202 | 216.1473 | 128.675 | [6 empty] | 2 | [15 empty] | 0 | 2019 |  | #REF! | #REF! | #REF! | #REF! |  | 2 | [5 empty] | QRB
ITI | QRB |  | 2019 | ITI1161 | High-End | [16 empty] | Blade |  | Managed | 4 | Gold 6240 | 2 | 2 | 2594 | 18 | 2 | 511650 | 16 | 16 x SAMSUNG / M393A8G40MB2-CVF | 3 | HDD | SATA | 2 | Redundancy | 2200 | Microsoft Corporation Microsoft Windows | 10.0.14393 | Oracle Corporation | 1.8.0_171-b11 |  | 11.581 | 15.722 | 17.322 | 10.364 | 10.495 | 16.91 |  | 4.376 | 7.058 | 8.888 | 17.445 | 305.016 | 74579.7627 | 74916.9225 | 10.8193 | 573.275 | 55930.5928 | 8.0772 | 568.375 | 37270.7822 | 5.3825 | 507.325 | 18645.8635 | 2.6928 | 425.9 | 923724.474 | 923028.3673 | 15.6425 | 630.575 | 692858.4275 | 11.7417 | 622.025 | 461872.7838 | 7.8273 | 537.075 | 230953.2753 | 3.914 | 437.1 | 233413.1225 | 235537.1833 | 14.7705 | 516.425 | 175091.1512 | 10.98 | 516.475 | 116778.2348 | 7.323 | 455.925 | 58345.938 | 3.6587 | 396.85 | 127385.6497 | 127351.4475 | 8.4582 | 514.2 | 95537.3865 | 6.3453 | 488.65 | 63712.502 | 4.2315 | 434.675 | 31854.4683 | 2.1157 | 381.3 | 187942.7348 | 188023.978 | 9.002 | 524.325 | 140946.427 | 6.748 | 523.575 | 93928.652 | 4.497 | 464.575 | 46935.3587 | 2.247 | 396.725 | 13879.1547 | 13850.8453 | 14.179 | 516.325 | 10397.4268 | 10.6438 | 512.775 | 6940.3245 | 7.1048 | 451.7 | 3459.247 | 3.5412 | 388.3 | 3237960.1888 | 3241801.1973 | 9.1547 | 600.825 | 2835477.2285 | 8.0073 | 586.5 | 2427194.5665 | 6.8543 | 565.325 | 2021970.6402 | 5.71 | 521.025 | 1620835.421 | 4.5773 | 475.3 | 1213088.4175 | 3.4257 | 435.6 | 807959.6922 | 2.2818 | 394.725 | 403754.9128 | 1.1402 | 354.325 | 652.716 | 659.035 | 1.9472 | 312.725 | 324.6692 | 0.95925 | 311.85 | 424.8965 | 425.5052 | 3.1153 | 312.25 | 212.7728 | 1.5577 | 311.9 | 125.8055 | 10.9205 | 619.75 | 123.6605 | 10.7345 | 621.475 | 2598144.6192 | 17.5437 | 570.3 | 26912448.8113 | 181.724 | 595.775 | 316 | [6 empty] | 2 | [15 empty] | 0 | 2019 |  | #REF! | #REF! | #REF! | #REF! |  | 2 | [5 empty] | QRB
ITI | QRB |  | 2019 | ITI1162 | Typical | [16 empty] | Blade |  | Managed | 4 | Gold 5220 | 2 | 2 | 2200 | 18 | 2 | 1023650 | 8 | 16 x SAMSUNG / M393A8G40MB2-CVF | 2 | HDD | SATA | 2 | Redundancy | 1600 | Microsoft Corporation Microsoft Windows | 10.0.14393 | Oracle Corporation | 1.8.0_171-b11 |  | 16.08 | 19.964 | 22.914 | 13.819 | 14.387 | 23.162 |  | 4.208 | 6.102 | 12.78 | 20.34 | 294.901 | 71122.7073 | 71159.4328 | 10.2765 | 449.675 | 53385.6755 | 7.7097 | 389.325 | 35566.9713 | 5.1365 | 329.275 | 17776.5482 | 2.5673 | 271.05 | 749823.4912 | 749734.497 | 12.7055 | 448.55 | 562266.6335 | 9.5288 | 388.925 | 374934.1503 | 6.354 | 328.825 | 187442.9422 | 3.1765 | 268.15 | 216349.7513 | 217320.2845 | 13.628 | 392.1 | 162269.8927 | 10.176 | 373.225 | 108186.167 | 6.7843 | 308.3 | 54045.7948 | 3.3893 | 256.3 | 105878.8433 | 105900.867 | 7.0335 | 330.925 | 79422.0008 | 5.275 | 300.075 | 52950.075 | 3.5168 | 266.875 | 26475.31 | 1.7585 | 237.3465 | 164978.048 | 164971.0187 | 7.8982 | 365.775 | 123727.946 | 5.9238 | 330.4 | 82491.4977 | 3.9495 | 286.325 | 41267.2692 | 1.9757 | 246.2055 | 12142.9245 | 12142.208 | 12.43 | 361.675 | 9106.918 | 9.3227 | 318.1 | 6077.8522 | 6.222 | 279.325 | 3033.1507 | 3.105 | 242.0168 | 3120674.2418 | 3117655.0242 | 8.8042 | 451.35 | 2729718.6925 | 7.7085 | 401.1 | 2340347.52 | 6.609 | 369.375 | 1946454.0503 | 5.4967 | 339.575 | 1560045.1555 | 4.4055 | 312.3 | 1172351.5732 | 3.3108 | 284.8 | 780006.8055 | 2.2027 | 259.2 | 389321.7423 | 1.0995 | 233.7665 | 426.7575 | 408.9257 | 1.2083 | 207.6707 | 213.1725 | 0.62975 | 206.9425 | 244.6925 | 244.9415 | 1.7933 | 206.878 | 121.6033 | 0.89025 | 207.2575 | 95.8203 | 8.3178 | 404.675 | 94.461 | 8.1997 | 407.35 | 2438646.589 | 16.4668 | 452.05 | 19446067.9515 | 131.308 | 445.25 | 207.55 | [6 empty] | 2 | [15 empty] | 0 | 2019 |  | #REF! | #REF! | #REF! | #REF! |  | 2 | [5 empty] | QRB
ITI | GRT |  | 2019 | ITI1163 | High-End | [16 empty] | Blade |  | Managed | 2 | Gold 6240 | 2 | 2 | 2600 | 18 | 2 | 1023650 | 16 | 16 x SAMSUNG / M393A8G40MB2-CVF | 6 | HDD | SATA | 2 | Redundancy | 800 | Microsoft Corporation Microsoft Windows | 10.0.14393 | Oracle Corporation | 1.8.0_171-b11 |  | 9.36 | 11.039 | 14.983 | 9.528 | 9.687 | 15.717 |  | 12.359 | 20.35 | 7.484 | 15.634 | 303.919 | 59959.844 | 62158.9695 | 8.977 | 611.45 | 44950.8505 | 6.4915 | 576.25 | 30006.2155 | 4.3335 | 497.604 | 14954.296 | 2.1595 | 405.214 | 626850.43 | 631928.1565 | 10.709 | 649.55 | 470101.3685 | 7.9665 | 586.9 | 313395.272 | 5.311 | 501.15 | 156714.407 | 2.656 | 424.161 | 216444.1075 | 224427.052 | 14.0735 | 566.65 | 162330.2355 | 10.1795 | 595 | 108145.2345 | 6.7815 | 467.957 | 54079.368 | 3.3915 | 414.3515 | 125401.025 | 126800.1145 | 8.4215 | 595.6 | 94095.6935 | 6.2495 | 524.9 | 62722.2475 | 4.166 | 441.3845 | 31402.246 | 2.0855 | 402.143 | 187728.201 | 185414.4655 | 8.877 | 593.1 | 140864.1325 | 6.744 | 541.8 | 93866.2235 | 4.494 | 509.2 | 46935.3605 | 2.247 | 419.471 | 13716.079 | 13921.0675 | 14.251 | 577.45 | 10295.683 | 10.5395 | 562.7 | 6857.0215 | 7.0195 | 462.854 | 3430.036 | 3.5115 | 403.3655 | 2819084.4875 | 2846980.233 | 8.04 | 646.1 | 2465264.9265 | 6.962 | 629.85 | 2114100.345 | 5.97 | 575.7 | 1761635.374 | 4.975 | 516.7 | 1401661.0325 | 3.958 | 482.5855 | 1059227.8905 | 2.991 | 448.0375 | 705559.41 | 1.9925 | 407.751 | 353086.3345 | 0.997 | 372.08 | 2072.3275 | 2033.829 | 6.009 | 349.66 | 1035.5645 | 3.0595 | 344.2165 | 1335.0495 | 1360.5565 | 9.961 | 342.141 | 666.137 | 4.877 | 342.868 | 104.197 | 9.045 | 614.65 | 124.636 | 10.819 | 651.25 | 2572309.5575 | 17.3695 | 666.15 | 28251142.0875 | 190.7635 | 627.65 | 341.7 | [6 empty] | 2 | [15 empty] | 0 | 2019 |  | #REF! | #REF! | #REF! | #REF! |  | 2 | [5 empty] | GRT
ITI | GRT |  | 2019 | ITI1164 | Low-End | [16 empty] | Blade |  | Managed | 2 | Silver 4208 | 2 | 2 | 2100 | 8 | 2 | 95650 | 12 | 12 x hynix / HMA81GR7CJR8N-WM | 1 | HDD | SATA | 2 | Redundancy | 800 | Microsoft Corporation Microsoft Windows | 6.3.9600 | Oracle Corporation | 1.8.0_171-b11 |  | 13.691 | 21.972 | 16.899 | 9.862 | 10.673 | 16.904 |  | 5.315 | 10.3 | 11.348 | 31.635 | 117.084 | 31161.8425 | 31191.737 | 4.5045 | 208.833 | 23356.968 | 3.373 | 190.7685 | 15534.894 | 2.2435 | 174.435 | 7793.228 | 1.1255 | 157.1205 | 448262.4945 | 448315.005 | 7.5975 | 221.2865 | 336280.864 | 5.699 | 203.6535 | 224099.9795 | 3.798 | 183.446 | 112162.9655 | 1.901 | 162.2085 | 84247.414 | 84644.319 | 5.308 | 194.7605 | 63219.178 | 3.9645 | 180.2385 | 42085.2725 | 2.639 | 166.518 | 21046.5915 | 1.32 | 153.7725 | 43756.5565 | 43777.0505 | 2.9075 | 177.993 | 32798.665 | 2.1785 | 168.5935 | 21861.2825 | 1.452 | 158.5555 | 10926.839 | 0.7255 | 148.2845 | 67936.674 | 68004.8915 | 3.256 | 186.047 | 50939.9625 | 2.439 | 176.3435 | 33961.918 | 1.626 | 163.489 | 16992.9505 | 0.8135 | 150.9155 | 4995.457 | 4997.1195 | 5.1155 | 186.215 | 3752.5735 | 3.8415 | 174.2615 | 2500.8905 | 2.56 | 162.0205 | 1250.272 | 1.28 | 150.0155 | 1492789.5425 | 1494792.6535 | 4.221 | 208.151 | 1303055.7325 | 3.68 | 197.038 | 1118111.671 | 3.1575 | 187.6 | 932256.9165 | 2.6325 | 179.016 | 742807.9765 | 2.0975 | 170.545 | 561798.213 | 1.5865 | 162.595 | 372030.228 | 1.0505 | 154.3305 | 185764.116 | 0.5245 | 146.101 | 354.569 | 346.526 | 1.024 | 138.5265 | 178.641 | 0.528 | 138.0885 | 274.8705 | 273.5625 | 2.003 | 138.103 | 137.947 | 1.01 | 138.053 | 78.453 | 6.81 | 215.62 | 78.788 | 6.839 | 215.8475 | 1096306.805 | 7.4025 | 217.66 | 3765565.5165 | 25.4265 | 217.165 | 137.65 | [6 empty] | 2 | [15 empty] | 0 | 2019 |  | #REF! | #REF! | #REF! | #REF! |  | 2 | [5 empty] | GRT
ITI | GRT |  | 2019 | ITI1165 | Typical | [16 empty] | Blade |  | Managed | 2 | Gold 5220 | 2 | 2 | 2200 | 18 | 2 | 1023650 | 16 | 16 x SAMSUNG / M393A8G40MB2-CVF | 4 | HDD | SATA | 2 | Redundancy | 800 | Microsoft Corporation Microsoft Windows | 6.3.9600 | Oracle Corporation | 1.8.0_171-b11 |  | 13.052 | 17.123 | 18.474 | 10.776 | 11.399 | 18.414 |  | 8.695 | 15.258 | 10.65 | 17.042 | 339.924 | 71691.098 | 71584.0455 | 10.338 | 511.5 | 53792.07 | 7.7685 | 462.5225 | 35824.597 | 5.1735 | 451.5615 | 17964.4885 | 2.5945 | 347.7 | 842297.23 | 841896.9745 | 14.2675 | 546.2 | 631726.02 | 10.7055 | 536.4 | 421143.8465 | 7.137 | 428.5435 | 210575.406 | 3.5685 | 360.384 | 217089.603 | 216738.348 | 13.5915 | 457.25 | 162817.3065 | 10.21 | 472.3725 | 108620.9385 | 6.8115 | 382.5275 | 54215.833 | 3.4 | 333.937 | 106187.1645 | 106308.289 | 7.0605 | 425.0305 | 79723.3825 | 5.295 | 370.1385 | 53037.4945 | 3.5225 | 352.566 | 26563.7685 | 1.7645 | 310.674 | 164852.795 | 164728.666 | 7.8865 | 456.6175 | 123688.5395 | 5.922 | 399.987 | 82488.1465 | 3.949 | 365.876 | 41239.2525 | 1.9745 | 322.8195 | 12133.3625 | 12107.974 | 12.395 | 440.634 | 9075.969 | 9.291 | 392.787 | 6075.9985 | 6.22 | 355.476 | 3039.636 | 3.1115 | 315.084 | 3313480.4625 | 3290011.475 | 9.291 | 539.15 | 2899133.206 | 8.187 | 512.9 | 2487314.535 | 7.024 | 484.649 | 2069433.529 | 5.844 | 432.797 | 1655869.774 | 4.676 | 393.7685 | 1242366.5435 | 3.5085 | 363.8325 | 829954.169 | 2.344 | 334.27 | 414164.0175 | 1.1695 | 305.4845 | 1162.412 | 1145.363 | 3.384 | 277.5705 | 579.7415 | 1.713 | 276.235 | 812.823 | 818.368 | 5.9915 | 276.0625 | 406.0405 | 2.9725 | 277.1375 | 109.982 | 9.547 | 514.75 | 89.128 | 7.737 | 494.014 | 2410410.1665 | 16.276 | 514.55 | 25846435.1555 | 174.526 | 513.4 | 274.65 | [6 empty] | 2 | [15 empty] | 0 | 2019 |  | #REF! | #REF! | #REF! | #REF! |  | 2 | [5 empty] | GRT
ITI | BHM |  | 2019 | ITI1166 | Low-End | [16 empty] | Blade |  | Managed | 2 | Silver 4108 | 2 | 2 | 1800 | 8 | 2 | 94500 | 12 | 12 x hynix / HMA81GR7AFR8N-VK | 2 | HDD | SATA | 2 | Redundant | 1600 | Microsoft Corporation Microsoft Windows | 10.0.14393 | Oracle Corporation | 1.8.0_171-b11 |  | 10.026 | 16.972 | 13.304 | 7.042 | 7.694 | 11.978 |  | 5.862 | 11.806 | 7.947 | 28.455 | 87.057 | 26248.0755 | 26222.796 | 3.787 | 237.2655 | 19668.8535 | 2.8405 | 222.6555 | 13134.2055 | 1.897 | 205.6375 | 6562.3335 | 0.9475 | 176.1415 | 389333.805 | 389573.439 | 6.602 | 252.879 | 292093.579 | 4.95 | 237.225 | 194620.9985 | 3.298 | 215.172 | 97365.654 | 1.65 | 166.061 | 76843.509 | 76732.243 | 4.812 | 230.5905 | 57669.4745 | 3.6165 | 216.5595 | 38431.8015 | 2.41 | 201.75 | 19214.9875 | 1.205 | 160.1345 | 36784.551 | 36769.01 | 2.442 | 209.503 | 27606.9955 | 1.8335 | 201.9015 | 18364.105 | 1.2195 | 191.693 | 9191.568 | 0.6105 | 167.207 | 57330.8 | 57374.5515 | 2.747 | 217.3095 | 43018.661 | 2.0595 | 209.6875 | 28705.4815 | 1.3745 | 197.5415 | 14368.7645 | 0.688 | 169.5195 | 4198.244 | 4199.754 | 4.2995 | 215.9485 | 3144.754 | 3.2195 | 206.939 | 2102.266 | 2.152 | 194.6845 | 1042.2925 | 1.067 | 177.4595 | 1227363.6135 | 1225642.2945 | 3.461 | 241.7725 | 1072890.2485 | 3.03 | 231.4955 | 918180.783 | 2.593 | 221.4025 | 766345.686 | 2.164 | 211.7105 | 616550.0325 | 1.741 | 202.2795 | 457938.7555 | 1.293 | 193.867 | 309197.3885 | 0.873 | 184.1225 | 154778.733 | 0.437 | 167.77 | 344.548 | 349.013 | 1.031 | 127.006 | 172.0655 | 0.5085 | 120.106 | 273.4545 | 273.482 | 2.002 | 121.1255 | 137.054 | 1.0035 | 118.9915 | 82.7415 | 7.1825 | 249.073 | 81.273 | 7.055 | 251.253 | 918571.643 | 6.2025 | 242.3805 | 3145630.324 | 21.2405 | 243.9845 | 116.35 | [5 empty] | 2 | [16 empty] | 0 | 2019 |  | #REF! | #REF! | #REF! | #REF! |  | 2 | [5 empty] | BHM
ITI | BHM |  | 2019 | ITI1167 | High-End | [16 empty] | Blade |  | Managed | 2 | Platinum 8180 | 2 | 2 | 2500 | 28 | 2 | 382500 | 12 | 12 x hynix / HMA81GR7AFR8N-VK | 2 | HDD | SATA | 2 | Redundant | 1600 | Microsoft Corporation Microsoft Windows | 10.0.14393 | Oracle Corporation | 1.8.0_171-b11 |  | 13.448 | 16.707 | 19.672 | 11.232 | 11.823 | 18.485 |  | 5.074 | 10.336 | 10 | 14.846 | 226.833 | 109594.162 | 108480.6935 | 15.6665 | 765.8 | 82198.297 | 11.871 | 748.4 | 54753.666 | 7.9075 | 645.55 | 27385.992 | 3.955 | 480.622 | 1096860.9005 | 1097078.619 | 18.592 | 801.9 | 822784.4935 | 13.9435 | 759.9 | 548468.9 | 9.295 | 586.15 | 274190.841 | 4.6465 | 402.325 | 344206.528 | 336940.493 | 21.1295 | 720.4 | 258206.96 | 16.192 | 691.15 | 172078.757 | 10.791 | 631.75 | 86007.804 | 5.3935 | 422.639 | 183659.8545 | 182360.929 | 12.112 | 696.7 | 137832.0065 | 9.1545 | 697.4 | 91943.161 | 6.1065 | 588.4 | 45983.544 | 3.054 | 454.471 | 271986.4575 | 270316.4955 | 12.942 | 703.55 | 204055.385 | 9.7695 | 698.9 | 135939.0905 | 6.5085 | 607.6 | 67944.4815 | 3.253 | 458.461 | 19901.6105 | 19735.423 | 20.203 | 692.05 | 14910.661 | 15.264 | 686.4 | 9964.127 | 10.2005 | 607.7 | 4974.228 | 5.092 | 475.2015 | 4533991.989 | 4502666.8495 | 12.7155 | 745.6 | 3960778.168 | 11.185 | 727.65 | 3396953.2735 | 9.593 | 716.6 | 2841013.84 | 8.023 | 686.4 | 2267595.4345 | 6.4035 | 616.15 | 1698864.386 | 4.7975 | 545.75 | 1136646.868 | 3.21 | 485.0555 | 565817.185 | 1.598 | 396.0755 | 344.5445 | 344.0175 | 1.0165 | 148.2495 | 173.0535 | 0.5115 | 136.158 | 271.792 | 272.547 | 1.9955 | 139.1385 | 137.0005 | 1.003 | 134.6465 | 137.788 | 11.961 | 798.85 | 135.3375 | 11.748 | 797.95 | 3786667.9185 | 25.569 | 767.6 | 24901503.413 | 168.145 | 741.25 | 127.9 | [5 empty] | 6 | 2 | [15 empty] | 0 | 2019 |  | #REF! | #REF! | #REF! | #REF! |  | 2 | [5 empty] | BHM
ITI | BHM |  | 2019 | ITI1168 | Typical | [16 empty] | Blade |  | Managed | 2 | Gold 6230 | 2 | 2 | 2100 | 20 | 2 | 190500 | 12 | 12 x hynix / HMA81GR7AFR8N-VK | 2 | HDD | SATA | 2 | Redundant | 1600 | Microsoft Corporation Microsoft Windows | 10.0.14393 | Oracle Corporation | 1.8.0_171-b11 |  | 14.703 | 24.162 | 20.935 | 12.381 | 13.014 | 20.288 |  | 5.298 | 10.65 | 11.228 | 26.406 | 162.742 | 72115.1495 | 72375.9375 | 10.4525 | 465.624 | 54061.6555 | 7.8075 | 454.7275 | 36109.869 | 5.215 | 396.4385 | 18027.692 | 2.6035 | 282.474 | 986967.463 | 985783.9435 | 16.706 | 468.6565 | 740393.2665 | 12.5475 | 469.7015 | 493715.3185 | 8.367 | 404.1305 | 246733.5005 | 4.1815 | 241.8615 | 231315.303 | 232467.2725 | 14.578 | 459.5095 | 173670.006 | 10.891 | 455.116 | 115664.4985 | 7.2535 | 389.6115 | 57795.381 | 3.6245 | 266.647 | 122163.3855 | 122174.7555 | 8.1145 | 451.866 | 91667.288 | 6.088 | 423.924 | 61081.872 | 4.057 | 345.3935 | 30588.523 | 2.0315 | 261.8885 | 187000.6925 | 186877.3855 | 8.947 | 458.7 | 140216.501 | 6.713 | 450.784 | 93489.1885 | 4.476 | 378.837 | 46713.2795 | 2.2365 | 267.6015 | 13673.2875 | 13643.7125 | 13.967 | 446.1885 | 10281.637 | 10.5255 | 437.7855 | 6820.068 | 6.9815 | 375.6855 | 3424.168 | 3.5055 | 289.3885 | 3261831.861 | 3260476.996 | 9.2075 | 494.2025 | 2860162.929 | 8.077 | 498.6715 | 2450550.188 | 6.9205 | 475.7475 | 2039793.2065 | 5.7605 | 427.4775 | 1629835.22 | 4.6025 | 387.3045 | 1221425.156 | 3.4495 | 342.4895 | 816194.9335 | 2.305 | 293.8195 | 407836.368 | 1.1515 | 253.222 | 341.726 | 344.1735 | 1.017 | 140.2245 | 171.4685 | 0.5065 | 130.898 | 271.6505 | 272.4215 | 1.9945 | 134.271 | 135.747 | 0.994 | 130.149 | 139.4265 | 12.103 | 454.968 | 137.7105 | 11.954 | 456.0445 | 2600451.3595 | 17.5595 | 491.676 | 12324585.7575 | 83.2205 | 511.35 | 124.95 | [5 empty] | 6 | [16 empty] | 0 | 2019 |  | #REF! | #REF! | #REF! | #REF! |  | 2 | [5 empty] | BHM
ITI | DGX |  | 2019 | ITI1169 | High-End | [16 empty] | Blade |  | Managed | 8 | Platinum 8180 | 2 | 2 | 2500 | 28 | 2 | 382488 | 12 | 12 x hynix / HMA84GR7AFR4N | 8 | HDD | SATA | 3 | Redundant | 2700 | Microsoft Corporation Microsoft Windows | NTFSNone | #N/A | 1.8.0_171-b11 |  | 16.302 | 18.574 | 25.262 | 14.571 | 15.13 | 22.862 |  | 7.421 | 14.569 | 12.223 | 17.569 | 269.826 | 105399.8982 | 104780.7099 | 15.1321 | 622.1625 | 79092.5334 | 11.4223 | 612.9125 | 52701.9134 | 7.611 | 534.4125 | 26373.937 | 3.8089 | 348.1625 | 947563.6156 | 947439.8692 | 16.0561 | 640.725 | 710722.8629 | 12.0445 | 600.4375 | 473788.6173 | 8.0292 | 459.725 | 236960.9576 | 4.0157 | 296.1875 | 346746.8023 | 342350.6788 | 21.4688 | 590.1125 | 260100.0371 | 16.3107 | 585.1625 | 173375.9949 | 10.8724 | 480.875 | 86668.1044 | 5.4349 | 305.9375 | 184795.1574 | 184335.2301 | 12.2429 | 580.2875 | 138628.9784 | 9.2073 | 566.375 | 92431.7774 | 6.139 | 464.725 | 46215.6307 | 3.0695 | 308.4875 | 274676.8761 | 273748.2157 | 13.1061 | 584.8625 | 206072.7825 | 9.866 | 583.3375 | 137350.9292 | 6.5759 | 493.0375 | 68656.7736 | 3.287 | 317.0625 | 20077.6796 | 20016.2552 | 20.4906 | 578.5 | 15081.199 | 15.4386 | 574 | 10036.784 | 10.2746 | 500.175 | 5015.717 | 5.1346 | 367.8125 | 4479022.3825 | 4429352.5587 | 12.5084 | 618.525 | 3917122.4066 | 11.0617 | 599.475 | 3360963.5102 | 9.4913 | 585.6 | 2799529.2489 | 7.9058 | 564.3625 | 2242022.0179 | 6.3314 | 508.4 | 1679600.8956 | 4.7431 | 436.8625 | 1119826.0041 | 3.1624 | 371.625 | 560344.4024 | 1.5824 | 309.4875 | 380.2386 | 375.1757 | 1.1085 | 125.725 | 190.5304 | 0.56288 | 90.1213 | 0 | 281.5321 | 2.0611 | 111.7885 | 141.4576 | 1.0356 | 89.9562 | 127.1626 | 11.0384 | 636.6779 | 129.2814 | 11.2224 | 630.3637 | 3663981.618 | 24.7407 | 618.7316 | 24263609.074 | 163.8379 | 607.1984 | 81.25 | [5 empty] | 6 | 2 | [15 empty] | 0 | 2019 |  | #REF! | #REF! | #REF! | #REF! |  | 2 | [5 empty] | DGX
ITI | DGX |  | 2019 | ITI1170 | Low-End | [16 empty] | Blade |  | Managed | 8 | Silver 4108 | 2 | 2 | 1800 | 8 | 2 | 94488 | 12 | 12 x hynix / HMA84GR7AFR4N | 2 | HDD | SATA | 3 | Redundant | 2700 | Microsoft Corporation Microsoft Windows | 10.0.14393 |  | 1.8.0_171-b11 |  | 13.228 | 22.089 | 17.989 | 9.731 | 10.634 | 16.054 |  | 10.09 | 19.955 | 10.491 | 33.753 | 108.705 | 26169.6594 | 26190.7236 | 3.7824 | 191.1125 | 19631.9698 | 2.8351 | 176.6875 | 13087.8211 | 1.8901 | 157.8375 | 6537.565 | 0.94412 | 117.2689 | 388521.6 | 388559.031 | 6.5849 | 207.2375 | 291436.0833 | 4.9389 | 191 | 194275.9384 | 3.2924 | 165.9375 | 97148.7359 | 1.6464 | 112.7111 | 76833.9753 | 76890.5449 | 4.8217 | 180.8375 | 57622.9327 | 3.6135 | 170.9375 | 38423.2311 | 2.4095 | 148.325 | 19201.6319 | 1.2041 | 105.282 | 36634.7325 | 36653.8451 | 2.4344 | 160.7 | 27503.2295 | 1.8266 | 153.0375 | 18326.632 | 1.2172 | 140.5125 | 9166.6751 | 0.60888 | 106.3474 | 57227.4134 | 57238.5885 | 2.7404 | 167.1625 | 42923.2649 | 2.055 | 160.1125 | 28607.008 | 1.3696 | 144.8875 | 14305.2811 | 0.68488 | 106.5185 | 4189.8429 | 4189.1845 | 4.2885 | 167.325 | 3143.458 | 3.218 | 157.8625 | 2091.9639 | 2.1415 | 145.3875 | 1045.7694 | 1.0705 | 124.0192 | 1228565.0637 | 1226308.3514 | 3.463 | 192.425 | 1076364.9633 | 3.0396 | 182.1875 | 920169.1555 | 2.5985 | 171.2 | 767401.216 | 2.1671 | 162.55 | 613673.2845 | 1.733 | 154.2125 | 459976.5011 | 1.299 | 146.125 | 307821.454 | 0.86925 | 134.775 | 153843.1546 | 0.4345 | 115.8605 | 382.3101 | 376.7714 | 1.1133 | 85.3894 | 191.0746 | 0.5645 | 72.285 | 0 | 281.6379 | 2.0619 | 75.7827 | 141.2735 | 1.0342 | 70.6694 | 78.2763 | 6.7947 | 201.5951 | 79.0173 | 6.8591 | 202.9306 | 918953.3143 | 6.2051 | 193.0649 | 3143241.0115 | 21.2245 | 195.2488 | 63.175 | [5 empty] | 2 | [16 empty] | 0 | 2019 |  | #REF! | #REF! | #REF! | #REF! |  | 2 | [5 empty] | DGX
ITI | DGX |  | 2019 | ITI1171 | Typical | [16 empty] | Blade |  | Managed | 8 | Gold 6230 | 2 | 2 | 2100 | 20 | 2 | 190487 |  | 12 x hynix / HMA8GR7CJR8N | 2 | HDD | SATA | 3 | Redundant | 2700 | Microsoft Corporation Microsoft Windows | 10.0.14393 |  | 1.8.0_171-b11 |  | 18.461 | 29.11 | 26.622 | 15.829 | 16.513 | 24.087 |  | 8.2 | 15.989 | 13.39 | 28.631 | 198.758 | 74784.667 | 75006.5636 | 10.8323 | 402.4875 | 56091.7361 | 8.1006 | 392.8 | 37403.7142 | 5.4017 | 333.075 | 18688.8145 | 2.699 | 209.1375 | 974543.6722 | 974681.3805 | 16.5177 | 409.9125 | 731019.7171 | 12.3885 | 409.2125 | 487330.4755 | 8.2587 | 311.775 | 243624.1334 | 4.1286 | 185.775 | 237811.2486 | 237816.5363 | 14.9134 | 383.5875 | 178408.6211 | 11.188 | 383.975 | 118872.105 | 7.4544 | 323.65 | 59465.2821 | 3.729 | 193.6875 | 122394.6276 | 122374.8974 | 8.1278 | 377.6125 | 91815.5511 | 6.098 | 336.2375 | 61216.5119 | 4.0658 | 280.375 | 30631.0425 | 2.0344 | 183.4125 | 187259.1581 | 187251.3177 | 8.965 | 385.575 | 140460.1221 | 6.7248 | 373.225 | 93614.925 | 4.482 | 302.3875 | 46826.3279 | 2.2419 | 187.2125 | 13712.6425 | 13730.5754 | 14.056 | 396.15 | 10298.4793 | 10.5425 | 367.95 | 6855.0215 | 7.0175 | 312.45 | 3426.4347 | 3.5076 | 237.9 | 3373940.517 | 3366287.5812 | 9.5062 | 417.45 | 2953377.0798 | 8.3402 | 423.875 | 2530886.8991 | 7.1471 | 409.5875 | 2108008.8666 | 5.953 | 382.6625 | 1685904.084 | 4.7609 | 344.9375 | 1265367.0613 | 3.5734 | 309.3375 | 843100.4387 | 2.3809 | 258.7375 | 422129.4501 | 1.1921 | 205.8125 | 381.0096 | 376.1189 | 1.1113 | 112.7535 | 191.6739 | 0.56625 | 82.9984 | 0 | 282.5473 | 2.0686 | 101.98 | 141.8011 | 1.0381 | 82.3705 | 135.2866 | 11.7436 | 400.5125 | 133.7937 | 11.614 | 415.4095 | 2668366.735 | 18.0179 | 402.5632 | 12794392.9893 | 86.393 | 434.6637 | 72.1875 | [5 empty] | 6 | [16 empty] | 0 | 2019 |  | #REF! | #REF! | #REF! | #REF! |  | 2 | [5 empty] | DGX
ITI | ARP |  | 2019 | ITI1172 | High-End | [16 empty] | Blade |  | Managed | 2 | Platinum 8280 | 2 | 2 | 2500 | 28 | 2 | 382500 | 12 | 12 x hynix / HMA84GR7AFR4N | 2 | HDD | SATA | 2 | Redundant | 1600 | Microsoft Corporation Microsoft Windows | 10.0.14393 | Oracle Corporation | 1.8.0_171-b11 |  | 13.925 | 14.491 | 20.904 | 12.087 | 12.657 | 19.405 |  | 4.963 | 9.781 | 10.392 | 15.13 | 240.571 | 114445.9305 | 113987.0085 | 16.4615 | 781.75 | 85882.6525 | 12.403 | 769.95 | 57238.54 | 8.266 | 655.5 | 28625.6295 | 4.134 | 470.213 | 928887.602 | 927562.336 | 15.719 | 798.35 | 696693.0355 | 11.8065 | 717.45 | 464547.798 | 7.8725 | 556.2 | 232242.993 | 3.936 | 409.258 | 374943.7605 | 376871.0705 | 23.6335 | 741.6 | 281325.7085 | 17.642 | 737.75 | 187428.9885 | 11.7535 | 638.55 | 93773.5805 | 5.8805 | 431.8905 | 193661.5975 | 193190.5295 | 12.831 | 733.65 | 145341.813 | 9.653 | 674.45 | 96756.2175 | 6.426 | 571.85 | 48419.964 | 3.216 | 423.845 | 292947.683 | 292046.3375 | 13.982 | 742.85 | 219836.127 | 10.525 | 725.4 | 146547.474 | 7.016 | 605 | 73206.191 | 3.505 | 432.503 | 21448.06 | 21355.9975 | 21.862 | 734.95 | 16084.8805 | 16.466 | 708.95 | 10732.978 | 10.9875 | 609.35 | 5368.2905 | 5.4955 | 482.821 | 4690708.528 | 4661457.4945 | 13.164 | 766.3 | 4099908.7625 | 11.578 | 748.4 | 3514072.3315 | 9.9235 | 720.05 | 2933449.2935 | 8.284 | 674.55 | 2347660.123 | 6.6295 | 610.85 | 1760146.0845 | 4.9705 | 544.95 | 1172437.252 | 3.311 | 482.9455 | 586034.3925 | 1.655 | 371.339 | 371.47 | 374.893 | 1.1075 | 176.0295 | 183.355 | 0.5415 | 138.3965 | 287.656 | 285.9595 | 2.0935 | 165.488 | 143.901 | 1.0535 | 139.31 | 128.6595 | 11.1685 | 732.85 | 127.0185 | 11.026 | 733.95 | 4010408.753 | 27.08 | 772.4 | 26678208.1395 | 180.1425 | 748.8 | 127.35 | [5 empty] | 6 | 2 | [15 empty] | 0 | 2019 |  | #REF! | #REF! | #REF! | #REF! |  | 2 | [5 empty] | ARP
ITI | ARP |  | 2019 | ITI1173 | Low-End | [16 empty] | Blade |  | Managed | 2 | Silver 4108 | 2 | 2 | 1800 | 8 | 2 | 94500 | 12 | 12 x hynix / HMA84GR7AFR4N | 2 | HDD | SATA | 2 | Redundant | 1600 | Microsoft Corporation Microsoft Windows | 10.0.14393 | Oracle Corporation | 1.8.0_171-b11 |  | 9.48 | 15.983 | 12.555 | 6.63 | 7.289 | 11.244 |  | 5.468 | 10.677 | 7.473 | 26.819 | 82.662 | 26175.841 | 26176.9515 | 3.7805 | 250.5515 | 19631.366 | 2.835 | 235.647 | 13072.2745 | 1.888 | 217.7445 | 6554.736 | 0.9465 | 184.451 | 387901.148 | 387661.7785 | 6.5695 | 265.179 | 290866.418 | 4.9295 | 249.7675 | 193977.436 | 3.2875 | 226.899 | 96899.2405 | 1.642 | 178.265 | 76663.7185 | 76709.85 | 4.8105 | 242.4825 | 57520.626 | 3.607 | 228.4805 | 38311.308 | 2.4025 | 211.9605 | 19146.8895 | 1.2005 | 171.5335 | 36653.683 | 36625.173 | 2.4325 | 222.2935 | 27487.5985 | 1.8255 | 215.003 | 18340.734 | 1.218 | 203.1475 | 9177.4865 | 0.6095 | 175.7965 | 57176.8775 | 57150.5715 | 2.736 | 228.9985 | 42907.5625 | 2.0545 | 221.7175 | 28616.1035 | 1.37 | 207.803 | 14262.89 | 0.683 | 176.559 | 4184.8855 | 4187.0705 | 4.2865 | 229.008 | 3140.305 | 3.2145 | 219.4675 | 2087.3045 | 2.137 | 206.9605 | 1041.314 | 1.066 | 188.8015 | 1225945.2935 | 1224588.4215 | 3.458 | 252.522 | 1068941.2925 | 3.0185 | 242.875 | 919768.679 | 2.5975 | 233.2035 | 766215.4175 | 2.164 | 224.4085 | 614956.0345 | 1.7365 | 215.665 | 461189.865 | 1.3025 | 207.38 | 306398.5825 | 0.8655 | 196.6595 | 153651.003 | 0.434 | 181.4915 | 375.8825 | 361.3165 | 1.0675 | 146.4095 | 186.0685 | 0.55 | 134.0635 | 281.749 | 281.487 | 2.061 | 139.917 | 141.3325 | 1.0345 | 133.6945 | 81.6435 | 7.087 | 259.766 | 79.5705 | 6.907 | 262 | 916860.293 | 6.191 | 254.2 | 3134674.695 | 21.1665 | 256.063 | 129.15 | [5 empty] | 2 | [16 empty] | 0 | 2019 |  | #REF! | #REF! | #REF! | #REF! |  | 2 | [5 empty] | ARP
ITI | ARP |  | 2019 | ITI1174 | Typical | [16 empty] | Blade |  | Managed | 2 | Gold 6230 | 2 | 2 | 2100 | 20 | 2 | 191250 | 12 | 12 x hynix / HMA8GR7CJR8N | 2 | HDD | SATA | 2 | Redundant | 1600 | Microsoft Corporation Microsoft Windows | 10.0.14393 | Oracle Corporation | 1.8.0_171-b11 |  | 15.57 | 24.378 | 22.058 | 12.946 | 13.628 | 21.003 |  | 4.943 | 9.619 | 11.852 | 26.097 | 169.179 | 77022.9505 | 77251.4095 | 11.1565 | 479.2 | 57761.739 | 8.342 | 471.6845 | 38486.638 | 5.558 | 393.204 | 19249.594 | 2.78 | 275.332 | 991842.6675 | 992019.741 | 16.8115 | 480.582 | 744004.0645 | 12.6085 | 481.6655 | 495876.105 | 8.4035 | 370.936 | 247947.0655 | 4.202 | 246.8055 | 242011.3665 | 242163.894 | 15.186 | 458.5735 | 181590.935 | 11.3875 | 457.6165 | 121012.648 | 7.5885 | 380.896 | 60501.945 | 3.794 | 263.111 | 122198.4875 | 122361.446 | 8.127 | 429.207 | 91640.934 | 6.0865 | 386.9665 | 61157.9415 | 4.062 | 337.868 | 30565.496 | 2.03 | 258.7845 | 189902.299 | 189947.342 | 9.094 | 467.725 | 142438.514 | 6.8195 | 424.311 | 94978.3165 | 4.547 | 357.243 | 47497.224 | 2.274 | 262.2485 | 13969.053 | 13940.4675 | 14.271 | 467.6485 | 10492.76 | 10.7415 | 412.425 | 6991.13 | 7.157 | 361.3905 | 3490.3055 | 3.573 | 289.004 | 3445503.1775 | 3442086.201 | 9.7205 | 495.124 | 3019294.172 | 8.5265 | 486.81 | 2588087.2845 | 7.3085 | 449.5235 | 2154968.988 | 6.0855 | 413.859 | 1724336.7085 | 4.8695 | 384.4435 | 1291245.6 | 3.6465 | 350.1685 | 863243.329 | 2.438 | 310.297 | 430094.3805 | 1.2145 | 265.6625 | 373.804 | 368.9215 | 1.09 | 170.8495 | 186.4215 | 0.551 | 143.847 | 280.124 | 279.0525 | 2.043 | 158.575 | 140.8245 | 1.031 | 143.552 | 136.7415 | 11.87 | 451.3875 | 136.365 | 11.837 | 457.0645 | 2722465.397 | 18.383 | 463.946 | 12935654.6625 | 87.347 | 516.25 | 135.6 | [5 empty] | 6 | [16 empty] | 0 | 2019 |  | #REF! | #REF! | #REF! | #REF! |  | 2 | [5 empty] | ARP
ITI | JRC |  | 2018 | ITI1182 | Typical | [16 empty] | Rack |  | Managed | 1 | Platinum 8276L | 2 | 2 | 2200 | 28 | 2 | 766700 | 24 |  | 37 | 36 HDD, 1 SSD | SATA | 2 | Redundant | 1300 | [5 empty] | 10.97 | 14.194 | 15.849 | 9.122 | 9.541 | 14.146 |  | 79.41 | 244.067 | 9.483 | 13.787 | 245.89 |  | 106150.449 | 15.33 | 918.016 | 79987.142 | 11.551 | 859.106 | 53160.262 | 7.677 | 706.303 | 26269.68 | 3.846 | 648.174 |  | 1158383.684 | 19.631 | 948.171 | 869405.573 | 14.743 | 802.352 | 579542.001 | 9.821 | 702.161 | 289531.469 | 4.907 | 642.877 |  | 331861.077 | 20.811 | 869.455 | 250252.668 | 15.693 | 777.839 | 166824.085 | 10.461 | 674.242 | 83459.047 | 5.234 | 621.539 |  | 180858.259 | 12.012 | 871.145 | 135400.68 | 8.993 | 839.945 | 90430.877 | 6.006 | 646.739 | 45184.834 | 3.001 | 594.171 |  | 272301.254 | 13.037 | 906.235 | 201503.902 | 9.647 | 864.577 | 134156.066 | 6.423 | 659.284 | 67121.489 | 3.214 | 606.442 |  | 19824.388 | 20.294 | 868.184 | 14721.972 | 15.071 | 834.519 | 9817.268 | 10.05 | 674.958 | 4897.575 | 5.014 | 598.806 |  | 5271601.034 | 14.887 | 948.675 | 4630451.79 | 13.076 | 932.432 | 3955711.249 | 11.171 | 824.271 | 3292607.995 | 9.298 | 760.886 | 2637402.19 | 7.448 | 695.657 | 1975371.726 | 5.578 | 644.863 | 1320644.912 | 3.729 | 613.944 | 659959.026 | 1.864 | 584.212 |  | 24176.343 | 71.43 | 647.633 | 12066.875 | 35.652 | 623.584 |  | 28061.605 | 205.444 | 593.739 | 14079.139 | 103.076 | 598.736 | 147.733 | 12.824 | 939.567 | 148.766 | 12.914 | 927.242 | 3669502.098 | 24.778 | 903.329 | 36111242.619 | 243.838 | 991.655 | 556.2 | [5 empty] | 2 | 2 | [15 empty] | 0 | 2018 |  | #REF! | #REF! | #REF! | #REF! |  | 2 | [5 empty] | JRC
ITI | ERW1 |  | 2019 | ITI1183 | Typical | [16 empty] | Rack |  | Managed | 1 | Silver 4210 | 2 | 1 | 2200 | 10 | 2 | 96000 | 6 | 16 GB | 4 | HDD | SATA | 1 | Standard | 450 | [5 empty] | 15.893 | 20.851 | 20.194 | 11.67 | 12.635 | 19.496 |  | 43.64 | 65.518 | 11.937 | 31.113 | 121.97 |  | 21251.599 | 3.069 | 134.676 | 15902.006 | 2.297 | 119.131 | 10600.287 | 1.531 | 101.49 | 5301.324 | 0.766 | 79.506 |  | 224327.967 | 3.802 | 132.008 | 168254 | 2.851 | 113.576 | 112133.663 | 1.9 | 91.81 | 56049.4 | 0.95 | 75.201 |  | 58969.642 | 3.698 | 127.773 | 44354.953 | 2.781 | 113.771 | 29590.942 | 1.856 | 97.493 | 14798.094 | 0.928 | 75.158 |  | 29488.591 | 1.959 | 112.098 | 22107.55 | 1.468 | 101.714 | 14730.214 | 0.978 | 89.946 | 7384.437 | 0.49 | 72.547 |  | 45921.971 | 2.199 | 117.251 | 34404.342 | 1.647 | 107.193 | 22941.973 | 1.098 | 92.96 | 11453.31 | 0.548 | 73.255 |  | 3372.514 | 3.452 | 117.066 | 2508.645 | 2.568 | 106.126 | 1696.777 | 1.737 | 93.244 | 843.855 | 0.864 | 79.497 |  | 888523.737 | 2.509 | 128.555 | 779949.517 | 2.203 | 119.314 | 662621.856 | 1.871 | 110.998 | 555019.95 | 1.567 | 103.52 | 446211.37 | 1.26 | 96.825 | 332832.385 | 0.94 | 89.682 | 218953.428 | 0.618 | 82.488 | 111817.782 | 0.316 | 72 |  | 1410.294 | 4.167 | 70.187 | 710.447 | 2.099 | 65.433 |  | 810.914 | 5.937 | 64.909 | 400.189 | 2.93 | 62.427 | 52.455 | 4.553 | 131.71 | 39.621 | 3.439 | 122.828 | 730992.657 | 4.936 | 139.479 | 2532294.226 | 17.099 | 140.191 | 55.6 | [5 empty] | 2 | [16 empty] | 0 | 2019 |  | #REF! | #REF! | #REF! | #REF! |  | 1 | [5 empty] | ERW1
ITI | KBP |  | 2020 | ITI1184 | High-End | [16 empty] | Rack |  | Managed | 1 | Gold 6230N | 2 | 2 | 2295 | 20 | 2 | 383700 | 12 | 12 x 32GB 2Rx4 PC4-2666V ; slots 1, 2, 3, 4, | 8 | HDD | SAS | 2 | Standard | 750 | Microsoft Corporation Microsoft Windows | 10.0.14393 | Oracle Corporation | 1.7.0_80-b15 |  | 17.231 | 16.383 | 23.913 | 13.206 | 14.724 | 9.773 |  | 57.729 | 87.825 | 14.737 | 25.596 | 251.564 | 81299.177 | 81390.321 | 11.754 | 439.256 | 60956.966 | 8.803 | 434.201 | 40661.205 | 5.872 | 372.515 | 20317.941 | 2.934 | 284.677 | 639701.299 | 638962.21 | 10.828 | 458.833 | 479662.958 | 8.129 | 447.422 | 319827.559 | 5.42 | 364.972 | 159957.09 | 2.711 | 239.566 | 237783.759 | 239073.703 | 14.992 | 400.964 | 178270.155 | 11.179 | 399.342 | 118908.68 | 7.457 | 348.483 | 59469.541 | 3.729 | 255.46 | 120668.473 | 120682.135 | 8.015 | 397.272 | 90461.675 | 6.008 | 374.065 | 60398.956 | 4.011 | 327.579 | 30176.88 | 2.004 | 261.524 | 191250.362 | 191250.879 | 9.156 | 403.189 | 143355.392 | 6.863 | 393.515 | 95566.226 | 4.575 | 338.202 | 47845.542 | 2.291 | 261.168 | 5873.772 | 5917.066 | 6.057 | 394.9 | 4421.056 | 4.526 | 379.452 | 2914.338 | 2.983 | 333.036 | 1479.898 | 1.515 | 272.146 | 3869604.965 | 3862086.245 | 10.906 | 432.363 | 3388059.708 | 9.568 | 424.95 | 2901778.591 | 8.195 | 410.711 | 2423775.734 | 6.845 | 381.09 | 1930541.301 | 5.452 | 351.537 | 1452306.647 | 4.101 | 318.509 | 963119.703 | 2.72 | 280.768 | 479410.303 | 1.354 | 239.563 | 4534.92 | 4504.357 | 13.308 | 173.19 | 2262.07 | 6.683 | 154.104 | 2755.197 | 2751.117 | 20.141 | 165.817 | 1377.318 | 10.084 | 158.798 | 133.835 | 11.618 | 453.693 | 133.083 | 11.552 | 451.514 | 2289031.279 | 15.456 | 429.819 | 15668375.096 | 105.799 | 420.567 | 116 | [5 empty] | 2 | 2 | [15 empty] | 0 | 2020 |  | #REF! | #REF! | #REF! | #REF! |  | 2 | [5 empty] | KBP
ITI | KBP |  | 2020 | ITI1185 | Low-End | [16 empty] | Rack |  | Managed | 1 | Bronze 3106 | 2 | 2 | 1696 | 8 | 2 | 47500 | 6 | 6 x 8GB 1Rx8 PC4-2666V ; slots 1, 3, 6, 7, | 2 | HDD | SAS | 2 | Redundant | 550 | Microsoft Corporation Microsoft Windows | 10.0.14393 | Oracle Corporation | 1.7.0_80-b15 |  | 10.986 | 9.427 | 13.491 | 6.252 | 6.938 | 5.905 |  | 23.847 | 32.998 | 10.156 | 22.728 | 51.947 | 18537.404 | 18554.728 | 2.68 | 151.684 | 13905.433 | 2.008 | 143.376 | 9284.141 | 1.341 | 134.926 | 4635.507 | 0.669 | 113.006 | 132590.292 | 132158.033 | 2.24 | 150.543 | 99560.28 | 1.687 | 142.488 | 66239.34 | 1.123 | 133.489 | 33156.052 | 0.562 | 105.412 | 50981.226 | 50872.874 | 3.19 | 147.803 | 38180.286 | 2.394 | 140.876 | 25521.598 | 1.6 | 133.736 | 12752.031 | 0.8 | 105.99 | 21310.758 | 21303.18 | 1.415 | 135.891 | 15971.172 | 1.061 | 131.518 | 10657.746 | 0.708 | 126.696 | 5320.106 | 0.353 | 108.487 | 33528.827 | 33539.388 | 1.606 | 141.064 | 25148.056 | 1.204 | 136.036 | 16778.004 | 0.803 | 129.417 | 8399.555 | 0.402 | 108.511 | 1374.563 | 1372.267 | 1.405 | 143.004 | 1018.824 | 1.043 | 136.036 | 688.962 | 0.705 | 128.753 | 340.716 | 0.349 | 118.38 | 1022478.518 | 1021941.511 | 2.886 | 153.336 | 891850.592 | 2.519 | 148.274 | 767073.41 | 2.166 | 143.381 | 643283.906 | 1.817 | 138.665 | 511847.261 | 1.445 | 133.489 | 385186.357 | 1.088 | 127.482 | 259168.596 | 0.732 | 120.795 | 126664.035 | 0.358 | 111.913 | 1027.295 | 1033.645 | 3.054 | 95.711 | 519.57 | 1.535 | 86.136 | 547.16 | 553.161 | 4.05 | 88.13 | 271.933 | 1.991 | 84.018 | 41.227 | 3.579 | 156.345 | 40.029 | 3.475 | 153.967 | 478389.799 | 3.23 | 151.212 | 1164726.996 | 7.865 | 151.398 | 77.1 | [5 empty] | 2 | [16 empty] | 0 | 2020 |  | #REF! | #REF! | #REF! | #REF! |  | 2 | [5 empty] | KBP
ITI | KBP |  | 2020 | ITI1186 | Typical | [16 empty] | Rack |  | Managed | 1 | Gold 5218 | 2 | 2 | 2295 | 16 | 2 | 127500 | 8 | 8 x 16GB 1Rx4 PC4-2666V ; slots 1, 3, 4, 6, | 4 | HDD | SAS | 2 | Redundant | 750 | Microsoft Corporation Microsoft Windows | 10.0.14393 | Oracle Corporation | 1.7.0_80-b15 |  | 17.42 | 14.089 | 23.946 | 13.398 | 14.975 | 9.622 |  | 11.208 | 17.318 | 13.382 | 21.512 | 143.911 | 66156.038 | 66505.1 | 9.604 | 380.039 | 49616.659 | 7.165 | 344.349 | 33061.28 | 4.775 | 290.387 | 16543.52 | 2.389 | 224.327 | 393848.992 | 393511.599 | 6.669 | 381.608 | 295280.763 | 5.004 | 317.075 | 196846.479 | 3.336 | 261.404 | 98450.097 | 1.668 | 149.052 | 196408.193 | 197983.813 | 12.415 | 353.673 | 147268.765 | 9.235 | 321.868 | 98299.423 | 6.164 | 276.874 | 49185.107 | 3.084 | 210.346 | 96784.72 | 96740.423 | 6.425 | 320.23 | 72490.069 | 4.815 | 289.726 | 48386.149 | 3.214 | 260.143 | 24191.242 | 1.607 | 205.361 | 157726.123 | 157788.105 | 7.554 | 341.11 | 118295.744 | 5.664 | 313.309 | 78856.975 | 3.775 | 271.479 | 39424.667 | 1.888 | 208.946 | 4805.552 | 4858.095 | 4.973 | 350.875 | 3607.571 | 3.693 | 307.304 | 2407.542 | 2.465 | 268.174 | 1199.327 | 1.228 | 224.245 | 2798438.797 | 2797203.066 | 7.899 | 376.806 | 2448221.711 | 6.914 | 343.206 | 2099729.81 | 5.93 | 316.409 | 1745913.709 | 4.93 | 295.385 | 1395847.714 | 3.942 | 274.304 | 1053370.583 | 2.975 | 250.678 | 703864.135 | 1.988 | 222.796 | 349172.202 | 0.986 | 192.714 | 543.237 | 538.16 | 1.59 | 102.944 | 269.09 | 0.795 | 97.76 | 334.691 | 336.231 | 2.462 | 101.897 | 165.914 | 1.215 | 97.843 | 81.879 | 7.108 | 331.959 | 83.185 | 7.221 | 334.092 | 1951968.817 | 13.18 | 375.669 | 7944104.501 | 53.642 | 372.743 | 91.4 | [5 empty] | 2 | 2 | [15 empty] | 0 | 2020 |  | #REF! | #REF! | #REF! | #REF! |  | 2 | [5 empty] | KBP
ITI | LSG |  | 2018 | ITI1187 | Typical | [16 empty] | Rack |  | Managed | 1 | E-2136 | 1 | 1 | 3300 | 6 | 2 | 32000 | 2 | 2 x Hynix / HMA82GU7CJR8N-VK | 2 | HDD | SATA | 2 | Redundancy | 550 | Microsoft Corporation Microsoft Windows | 10.0.14393 | Oracle Corporation | 1.8.0_171-b11 |  | 15.233 | 23.541 | 20.521 | 11.787 | 12.433 | 19.356 |  | 35.89 | 64.476 | 8.913 | 23.491 | 58.878 | 14436.122 | 14411.422 | 2.081 | 103.499 | 10830.599 | 1.564 | 88.68 | 7223.93 | 1.043 | 68.756 | 3607.992 | 0.521 | 52.081 | 187554.794 | 187505.638 | 3.178 | 103.575 | 140786.951 | 2.386 | 89.815 | 93782.484 | 1.589 | 63.974 | 46867.776 | 0.794 | 52.366 | 51280.663 | 51904.987 | 3.255 | 124.518 | 38443.973 | 2.411 | 108.07 | 25643.954 | 1.608 | 78.643 | 12796.788 | 0.802 | 53.955 | 21665.913 | 21715.108 | 1.442 | 85.782 | 16230.91 | 1.078 | 78.183 | 10839.888 | 0.72 | 62.869 | 5407.802 | 0.359 | 49.393 | 33635.997 | 33700.246 | 1.613 | 93.448 | 25252.307 | 1.209 | 84.948 | 16765.146 | 0.803 | 65.678 | 8405.169 | 0.402 | 50.579 | 2473.332 | 2476.778 | 2.535 | 92.829 | 1840.001 | 1.884 | 82.376 | 1238.892 | 1.268 | 67.623 | 622.118 | 0.637 | 53.15 | 449050.591 | 449492.352 | 1.269 | 84.474 | 395608.616 | 1.117 | 84.156 | 334733.614 | 0.945 | 77.226 | 279976.477 | 0.791 | 71.129 | 224110.063 | 0.633 | 64.997 | 166218.053 | 0.469 | 59.117 | 112229.13 | 0.317 | 53.834 | 55375.474 | 0.156 | 48.506 | 817.688 | 813.168 | 2.403 | 47.834 | 407.213 | 1.203 | 46.914 | 575.248 | 573.158 | 4.196 | 46.42 | 289.802 | 2.122 | 46.135 | 17.416 | 1.512 | 63.771 | 17.095 | 1.484 | 63.75 | 475141.807 | 3.208 | 107.175 | 937629.887 | 6.331 | 107.532 | 43.5 | [5 empty] | 2 | [16 empty] | 0 | 2018 |  | #REF! | #REF! | #REF! | #REF! |  | 1 | [5 empty] | LSG
ITI | NRZ |  | 2019 | ITI1192 | High-End | [16 empty] | Blade |  | Managed | 2 | Platinum 8280 | 2 | 2 | 2700 | 28 | 2 | 3000000 | 48 | 48 x 64GB DDR4-2933-MHz RDIMM/2Rx4/1.2v; | 2 | SSD | SATA | 2 | Grid | 2500 | Microsoft Corporation Microsoft Windows | 14393.3181 | Oracle Corporation | 1.8.0_221-b11 |  | 14.699 | 18.361 | 22.059 | 13.031 | 13.561 | 22.117 |  | 13.971 | 142.206 | 12.548 | 20.669 | 641.786 | 207765.7835 | 208024.8895 | 30.0425 | 1181.15 | 155884.3905 | 22.5125 | 1184 | 103924.033 | 15.0085 | 1179.7 | 51945.9775 | 7.502 | 988.6 | 2199464.1515 | 2197872.9525 | 37.247 | 1181.2 | 1649547.1885 | 27.9545 | 1181.55 | 1099764.471 | 18.6375 | 1124.35 | 549903.9385 | 9.319 | 1013.9 | 733250.8185 | 735014.13 | 46.0925 | 1230.05 | 549996.3165 | 34.49 | 1230.1 | 366749.6705 | 22.9985 | 1170.35 | 183422.384 | 11.5025 | 1002.95 | 395381.0955 | 395586.6045 | 26.2735 | 1229.45 | 296536.667 | 19.695 | 1201.75 | 197713.026 | 13.1315 | 1086.9 | 98855.3665 | 6.5655 | 963.45 | 582097.404 | 582348.913 | 27.881 | 1229.6 | 436547.574 | 20.9005 | 1228.95 | 291111.3195 | 13.9375 | 1134.8 | 145597.729 | 6.9705 | 976.1 | 43286.991 | 43303.3675 | 44.3295 | 1229.7 | 32456.8185 | 33.226 | 1223.9 | 21647.632 | 22.1605 | 1095.5 | 10803.6375 | 11.0595 | 915 | 8765424.545 | 8805627.7415 | 24.867 | 1213.45 | 7671793.694 | 21.665 | 1204.1 | 6573437.0265 | 18.563 | 1140.95 | 5481802.9525 | 15.4805 | 1065.2 | 4381593.9755 | 12.3735 | 893.1 | 3292181.949 | 9.297 | 795 | 2193561.8265 | 6.1945 | 706 | 1095643.353 | 3.094 | 623.75 | 3219.877 | 3195.9885 | 9.4425 | 481.438 | 1615.095 | 4.772 | 479.5145 | 13260.539 | 13093.2625 | 95.858 | 480.4425 | 6627.5745 | 48.5215 | 478.729 | 281.479 | 24.434 | 1180.85 | 281.167 | 24.407 | 1182.1 | 6861982.8 | 46.335 | 1180.75 | 116871633.0695 | 789.1655 | 1229.6 | 704.65 | [7 empty] | 2 | [14 empty] | 0 | 2019 |  | #REF! | #REF! | #REF! | #REF! |  | 2 | [5 empty] | NRZ
ITI | NRZ |  | 2019 | ITI1193 | Low-End | [16 empty] | Blade |  | Managed | 2 | Gold 5115 | 4 | 4 | 2400 | 10 | 2 | 375000 | 24 | 48 x 64GB DDR4-2933-MHz RDIMM/2Rx4/1.2v; | 2 | SSD | SATA | 2 | Grid | 2500 | Microsoft Corporation Microsoft Windows | 14393.3181 | Oracle Corporation | 1.8.0_221-b11 |  | 14.699 | 18.361 | 22.059 | 13.031 | 13.561 | 22.117 |  | 13.971 | 142.206 | 12.548 | 20.669 | 641.786 | 66097.45 | 66222.962 | 9.5635 | 544.9 | 49559.565 | 7.157 | 509.6 | 33030.971 | 4.77 | 445.2655 | 16527.9275 | 2.387 | 369.907 | 942849.9645 | 946611.0735 | 16.042 | 579.05 | 706958.178 | 11.9805 | 544.4 | 471488.6335 | 7.99 | 463.3585 | 235683.1515 | 3.994 | 354.7665 | 194073.017 | 194250.046 | 12.1815 | 508.55 | 145578.36 | 9.129 | 487.803 | 97068.3735 | 6.087 | 428.8405 | 48555.408 | 3.045 | 340.9415 | 122583.57 | 122625.724 | 8.1445 | 520.75 | 91924.13 | 6.1055 | 479.6915 | 61282.3175 | 4.07 | 431.7015 | 30622.0355 | 2.034 | 373.3915 | 183241.0245 | 183288.9 | 8.775 | 536.45 | 137364.766 | 6.5765 | 499.929 | 91633.3945 | 4.387 | 443.4125 | 45799.1215 | 2.1925 | 351.9 | 13600.2225 | 13632.801 | 13.956 | 538.8 | 10211.018 | 10.453 | 493.5845 | 6793.5155 | 6.9545 | 439.4905 | 3414.657 | 3.4955 | 387.768 | 3279822.5355 | 3282326.545 | 9.269 | 567.6 | 2870022.843 | 8.105 | 544.15 | 2459893.1495 | 6.9465 | 511.2 | 2052064.874 | 5.795 | 480.7325 | 1637489.162 | 4.624 | 451.2215 | 1226294.629 | 3.463 | 422.9375 | 820704.4775 | 2.3175 | 395.9785 | 410448.091 | 1.159 | 371.0375 | 2950.654 | 3097.2985 | 9.151 | 307.878 | 1474.4595 | 4.3565 | 306.371 | 13245.519 | 13410.647 | 98.182 | 309.237 | 6628.6055 | 48.529 | 307.1895 | 175.6695 | 15.249 | 611.65 | 172.2885 | 14.9555 | 615.1 | 2049451.296 | 13.8385 | 517.65 | 14688985.1545 | 99.186 | 523.45 | 305.8 | [7 empty] | 4 | [14 empty] | 0 | 2019 |  | #REF! | #REF! | #REF! | #REF! |  | 4 | [5 empty] | NRZ
ITI | NRZ |  | 2019 | ITI1194 | Typical | [16 empty] | Blade |  | Managed | 2 | Gold 6248 | 2 | 2 | 2500 | 20 | 2 | 1500000 | 48 | 48 x 64GB DDR4-2933-MHz RDIMM/2Rx4/1.2v; | 2 | SSD | SATA | 2 | Grid | 2500 | Microsoft Corporation Microsoft Windows | 14393.3181 | Oracle Corporation | 1.8.0_221-b11 |  | 14.699 | 18.361 | 22.059 | 13.031 | 13.561 | 22.117 |  | 13.971 | 142.206 | 12.548 | 20.669 | 641.786 | 174011.8565 | 130494.1465 | 18.8455 | 1184.65 | 97870.6099 | 14.1341 | 989.75 | 87020.295 | 12.567 | 794.85 | 43550.761 | 6.2895 | 605.45 | 2214782.3 | 2215263.1375 | 37.5415 | 1128.75 | 1661349.8205 | 28.1545 | 1035.15 | 1107462.305 | 18.768 | 807.15 | 553802.459 | 9.385 | 545.35 | 565387.2605 | 572956.6525 | 35.93 | 1008.95 | 424008.1075 | 26.5895 | 979.6 | 282810.6135 | 17.735 | 797.8 | 141290.468 | 8.8605 | 529.3 | 280806.04 | 280829.0105 | 18.6515 | 961.1 | 210642.768 | 13.99 | 844.15 | 140452.5755 | 9.3285 | 712.1 | 70220.8215 | 4.664 | 577.1 | 432316.8655 | 431712.5715 | 20.669 | 1014.4 | 324204.509 | 15.522 | 915.55 | 216177.667 | 10.35 | 751.25 | 108097.687 | 5.1755 | 588.3 | 31907.325 | 31830.593 | 32.585 | 1007.4 | 23894.3685 | 24.4605 | 888.8 | 15952.261 | 16.3305 | 740.35 | 7992.3615 | 8.182 | 601.65 | 7609656.561 | 7599096.2185 | 21.4595 | 1094.5 | 6662072.156 | 18.8135 | 1036.45 | 5711886.1515 | 16.13 | 938.6 | 4753274.879 | 13.423 | 850.3 | 3807908.041 | 10.7535 | 770.2 | 2856599.2765 | 8.067 | 693.6 | 1900903.3195 | 5.368 | 622.75 | 948539.439 | 2.6785 | 556.6 | 2955.2115 | 3080.43 | 9.1015 | 428.0725 | 1473.6385 | 4.354 | 444.94 | 13000.345 | 12895.3495 | 94.409 | 428.325 | 6512.4865 | 47.679 | 426.7705 | 295.435 | 25.6455 | 1049.4 | 288.9135 | 25.0795 | 1054.45 | 5421517.004 | 36.6085 | 1068.05 | 85669369.224 | 578.475 | 1078.3 | 557.65 | [7 empty] | 2 | [14 empty] | 0 | 2019 |  | #REF! | #REF! | #REF! | #REF! |  | 2 | [5 empty] | NRZ
ITI | QDF |  | 2019 | ITI1198 | High-End | [16 empty] | Rack |  | Managed | 1 | Platinum 8280 | 4 | 4 | 2700 | 28 | 2 | 3070600 | 48 | 48 x 64GB DDR4-2933-MHz RDIMM/2Rx4/1.2v; | 2 | SSD | SATA | 4 | Redundant | 1600 | Microsoft Corporation Microsoft Windows | 10.0.14393 | Oracle Corporation | 1.8.0_221-b11 |  | 16.95 | 20.417 | 24.846 | 14.26 | 15.163 | 23.238 |  | 12.501 | 124.219 | 13.999 | 19.1 | 730.931 | 247063.185 | 246676.145 | 35.624 | 1510 | 185239.914 | 26.752 | 1384.7 | 123488.47 | 17.834 | 1048.4 | 61747.16 | 8.917 | 837.381 | 2351454.081 | 2353025.728 | 39.876 | 1545.1 | 1763896.454 | 29.892 | 1217.4 | 1175956.757 | 19.929 | 951.844 | 587945.778 | 9.964 | 760.772 | 799053.927 | 800278.673 | 50.185 | 1418.4 | 599273.467 | 37.58 | 1368.9 | 399434.149 | 25.048 | 1050.2 | 199729.745 | 12.525 | 761.286 | 405098.937 | 405119.958 | 26.907 | 1385.5 | 303771.158 | 20.175 | 1204.1 | 202495.272 | 13.449 | 980.472 | 101310.447 | 6.729 | 726.325 | 616277.715 | 615740.258 | 29.479 | 1425.4 | 462415.621 | 22.139 | 1293.5 | 308108.79 | 14.751 | 994.286 | 154058.721 | 7.376 | 732.678 | 45199.556 | 45115.707 | 46.185 | 1419.5 | 33855.726 | 34.658 | 1268.1 | 22625.716 | 23.162 | 998.522 | 11282.105 | 11.549 | 816.875 | 11295145.192 | 11298624.419 | 31.907 | 1501.8 | 9870510.716 | 27.874 | 1436.2 | 8474082.124 | 23.93 | 1300.7 | 7068563.804 | 19.961 | 1170.2 | 5646461.775 | 15.945 | 1034.7 | 4247371.884 | 11.994 | 918.956 | 2826370.075 | 7.982 | 810.675 | 1413238.311 | 3.991 | 693.133 | 2770.742 | 2833.007 | 8.37 | 477.055 | 1391.584 | 4.112 | 461.609 | 11323.181 | 11674.227 | 85.469 | 483.277 | 5662.609 | 41.457 | 475.152 | 295.993 | 25.694 | 1365.2 | 296.736 | 25.758 | 1328.9 | 8784438.263 | 59.316 | 1501.3 | 165852121.334 | 1119.902 | 1532.1 | 349.3 | [6 empty] | 2 | 6 | [14 empty] | 0 | 2019 |  | #REF! | #REF! | #REF! | #REF! |  | 4 | [5 empty] | QDF
ITI | QDF |  | 2019 | ITI1199 | Low-End | [16 empty] | Rack |  | Managed | 1 | Gold 5115 | 4 | 4 | 2400 | 10 | 2 | 384000 | 24 | 24 x 16GB DDR4-2666-MHz RDIMM/2Rx4/1.2v; | 2 | SSD | SATA | 4 | Redundant | 1600 | Microsoft Corporation Microsoft Windows | 10.0.14393 | Oracle Corporation | 1.8.0_221-b11 |  | 10.891 | 16.744 | 15.407 | 8.031 | 8.898 | 13.351 |  | 20.469 | 194.5 | 10.111 | 22.176 | 186.193 | 81713.389 | 81636.583 | 11.79 | 737.85 | 61281.117 | 8.85 | 685.294 | 40850.36 | 5.899 | 578.85 | 20429.792 | 2.95 | 441.094 | 1129463.874 | 1123019.286 | 19.032 | 762.25 | 847068.946 | 14.355 | 717.736 | 564886.505 | 9.573 | 623.469 | 282368.038 | 4.785 | 466.783 | 254893.792 | 256581.938 | 16.09 | 708.908 | 191115.671 | 11.985 | 673.042 | 127466.751 | 7.993 | 567.044 | 63771.905 | 3.999 | 404.339 | 122867.86 | 122901.595 | 8.163 | 660.653 | 92145.376 | 6.12 | 619.425 | 61507.68 | 4.085 | 526.742 | 30700.937 | 2.039 | 464.089 | 190825.311 | 190841.461 | 9.137 | 687.519 | 143060.569 | 6.849 | 613.458 | 95396.053 | 4.567 | 579.078 | 47703.813 | 2.284 | 426.444 | 13993.61 | 13997.151 | 14.329 | 687.006 | 10509.548 | 10.759 | 637.858 | 6998.317 | 7.164 | 547.417 | 3486.469 | 3.569 | 517.192 | 4202651.11 | 4204642.664 | 11.874 | 720.486 | 3675685.547 | 10.38 | 686.884 | 3160994.206 | 8.927 | 645.653 | 2621920.731 | 7.404 | 614.914 | 2097755.466 | 5.924 | 575.231 | 1572715.483 | 4.441 | 525.009 | 1050984.313 | 2.968 | 413.867 | 523787.295 | 1.479 | 350.684 | 2848.041 | 2923.259 | 8.637 | 299.389 | 1418.328 | 4.191 | 288.547 | 11172.81 | 11047.232 | 80.879 | 298.448 | 5582.204 | 40.868 | 292.762 | 184.846 | 16.046 | 682.216 | 181.136 | 15.724 | 752.012 | 2947033.901 | 19.9 | 736.483 | 20300010.054 | 137.074 | 736.194 | 238.1 | [6 empty] | 2 | [15 empty] | 0 | 2019 |  | #REF! | #REF! | #REF! | #REF! |  | 4 | [5 empty] | QDF
ITI | QDF |  | 2019 | ITI1200 | Typical | [16 empty] | Rack |  | Managed | 1 | Gold 6248 | 4 | 4 | 2500 | 20 | 2 | 768000 | 24 | 24 x 32GB DDR4-2933-MHz RDIMM/2Rx4/1.2v; | 8 | SSD | SATA | 4 | Redundant | 1600 | Microsoft Corporation Microsoft Windows | 10.0.14393 | Oracle Corporation | 1.8.0_221-b11 |  | 15.269 | 23.019 | 21.937 | 12.561 | 13.756 | 20.335 |  | 15.507 | 157.219 | 13.166 | 22.013 | 361.192 | 172088.745 | 171961.646 | 24.834 | 1106.4 | 129066.908 | 18.639 | 1038 | 86121.084 | 12.437 | 863.803 | 43063.601 | 6.219 | 663.861 | 2153749.198 | 2155011.976 | 36.521 | 1146.9 | 1615249.537 | 27.373 | 1041 | 1077311.644 | 18.257 | 850.355 | 538375.451 | 9.124 | 584.142 | 542791.119 | 542708.727 | 34.033 | 1058.2 | 406941.041 | 25.519 | 1018.2 | 271304.807 | 17.013 | 853.887 | 135672.189 | 8.508 | 589.9 | 279979.912 | 280108.66 | 18.604 | 1057.8 | 209907.234 | 13.941 | 928.939 | 140136.769 | 9.307 | 809.271 | 70022.454 | 4.651 | 566.974 | 426115.021 | 425507.104 | 20.372 | 1033.2 | 319534.57 | 15.298 | 1015.3 | 213058.364 | 10.2 | 810.281 | 106524.256 | 5.1 | 532.658 | 31291.004 | 30742.004 | 31.471 | 1057.6 | 23453.781 | 24.01 | 968.497 | 15688.428 | 16.06 | 839.842 | 7828.71 | 8.014 | 661.184 | 8510338.24 | 8506380.406 | 24.022 | 1092.7 | 7458470.481 | 21.062 | 1077 | 6374945.204 | 18.003 | 1015.5 | 5324587.649 | 15.036 | 931.464 | 4253283.508 | 12.011 | 840.287 | 3187032.243 | 9 | 761.306 | 2131358.62 | 6.019 | 692.85 | 1064457.106 | 3.006 | 601.334 | 2701.597 | 2795.94 | 8.261 | 379.584 | 1358.781 | 4.015 | 363.31 | 11608.92 | 11553.125 | 84.583 | 385.938 | 5798.72 | 42.453 | 376.413 | 283.512 | 24.61 | 1118.4 | 283.352 | 24.597 | 1116.9 | 6004860.207 | 40.547 | 1065.6 | 58957490.13 | 398.105 | 1102.2 | 291.5 | [6 empty] | 4 | [15 empty] | 0 | 2019 |  | #REF! | #REF! | #REF! | #REF! |  | 4 | [5 empty] | QDF
TGG | AHWD | 2.0.3 | 2021 | TGG5 | Low-End | Yes | Yes | Yes | Yes | Yes | Yes | Yes | Yes | Yes | Yes | Yes | No | No | No | No | No | Rack |  | Managed | 1 | Intel(R) Xeon(R) Silver 4309Y CPU @ 2.80GHz | 2 | 2 | 2793 | 40 | 2 | 127700 | 16 | 16 x 8 GB Micron/Crucial MTA18ASF1G72PZ-2G1A2IG 1Rx4 RDIMM DDR4 2133 MHz | 12 |  |  | 1 | PSU Redundancy | 1600 | Microsoft Corporation Microsoft Windows Server 2019 Standard Evaluation | 10.0.17763 | OpenJDK | 11+28 | Intel_Lin_HS18_2 | 13.773 | 21.596 | 20.676 | 12.339 | 9.992 | 125.375 | 12.495 | 11.972 | 22.965 | 31.512 | 107.492 | 27.1 | 42254.08 | 42242.619 | 6.101 | 332.234 | 31601.573 | 4.564 | 256.207 | 21096.063 | 3.047 | 224.465 | 10565.103 | 1.526 | 188.236 | 624195.14 | 623908.992 | 10.573 | 344.821 | 468334.235 | 7.937 | 336.096 | 312208.97 | 5.291 | 238.374 | 156111.501 | 2.646 | 195.489 | 144351.26 | 144669.349 | 9.072 | 320.102 | 108279.757 | 6.79 | 259.11 | 72231.571 | 4.53 | 225.031 | 36057.652 | 2.261 | 184.98 | 75634.93 | 75640.09 | 5.02 | 320.74 | 56717.83 | 3.77 | 221.72 | 37831.75 | 2.51 | 203.24 | 18950.55 | 1.26 | 178.62 | 93150.87 | 93122.38 | 4.46 | 321.24 | 69916.99 | 3.35 | 297.58 | 46556.49 | 2.23 | 213.34 | 23304.32 | 1.12 | 182.58 | 53784.08 | 53899.32 | 55.18 | 320.35 | 40282.75 | 41.24 | 288.46 | 26849.53 | 27.49 | 208.67 | 13464.23 | 13.78 | 180.92 | 2266858.88 | 2273888.46 | 6.421 | 333.52 | 1986832.21 | 5.611 | 326.31 | 1696940.18 | 4.792 | 285.96 | 1420137.21 | 4.01 | 239.36 | 1131491.32 | 3.195 | 222.96 | 853165.47 | 2.409 | 206.95 | 567454.71 | 1.602 | 190.74 | 282734.24 | 0.798 | 175.14 | 857.13 | 828.03 | 2.45 | 155.37 | 432.6 | 1.28 | 140.42 | 630.03 | 629.82 | 4.61 | 145.91 | 317.55 | 2.33 | 139.31 | 125.72 | 10.91 | 350.76 | 129.42 | 11.23 | 351.99 | 1477861.87 | 9.98 | 329.28 | 5261420.01 | 35.53 | 330.51 | 130.4 | 19.8 | 16.6 | 58.2 | 27.1 |  | 0 | 1 | 0 | 0 | 0 | 0 | 2+1 |  | 0.89 | 0.93 | 0.94 | 0.92 | Single | 0.98 | 1600 | A2 |  | 5 | 2021 |  | #REF! | #REF! | #REF! | #REF! |  | 2 | [5 empty] | AHWD
TGG | AHWF | 2.0.3 | 2021 | TGG7 | High-End | Yes | Yes | Yes | Yes | Yes | Yes | Yes | Yes | Yes | Yes | Yes | No | No | No | No | No | Rack |  | Managed | 1 | Intel(R) Xeon(R) Platinum 8280 CPU @ 2.70GHz | 2 | 2 | 2694 | 40 | 2 | 382700 | 12 | 12 x Micron DDR4 | 12 |  |  | 1 | PSU Redundancy | 1600 | Microsoft Corporation Microsoft Windows Server 2019 Standard Evaluation | 10.0.17763 | OpenJDK | 11+28 | Intel_Lin_HS18_2 | 17.979 | 26.476 | 28.309 | 17.824 | 15.297 | 52.751 | 16.897 | 12.567 | 25.319 | 21.131 | 242.938 | 31.8 | 105156.83 | 105122.499 | 15.181 | 639.684 | 78906.519 | 11.395 | 603.887 | 52577.252 | 7.593 | 434.965 | 26272.513 | 3.794 | 283.899 | 1204805.2 | 1206049.74 | 20.439 | 669.652 | 903590.819 | 15.313 | 547.219 | 602459.009 | 10.21 | 378.123 | 301492.79 | 5.109 | 239.79 | 353061.38 | 362445.555 | 22.729 | 604.197 | 264766.304 | 16.603 | 563.645 | 176539.897 | 11.071 | 415.89 | 88191.062 | 5.53 | 254.01 | 210429.51 | 210793.14 | 14 | 605.73 | 157945.86 | 10.49 | 541.77 | 105059.88 | 6.98 | 402.93 | 52629.4 | 3.5 | 268.39 | 255031.44 | 256488.24 | 12.28 | 610.54 | 191197.62 | 9.15 | 589.67 | 127529.2 | 6.11 | 431 | 63738.55 | 3.05 | 246.53 | 41082.76 | 41062.47 | 42.04 | 613.52 | 30836.48 | 31.57 | 550.41 | 20531.17 | 21.02 | 403.65 | 10261.44 | 10.51 | 277.57 | 5550378.48 | 5577276.33 | 15.75 | 647.22 | 4856589.05 | 13.715 | 637.22 | 4166781.55 | 11.767 | 568.92 | 3472147.51 | 9.805 | 499.89 | 2774678.42 | 7.836 | 433.5 | 2079866.28 | 5.873 | 366.04 | 1384552.62 | 3.91 | 304.32 | 695489.16 | 1.964 | 234.08 | 826.3 | 791.68 | 2.34 | 150.66 | 418.46 | 1.24 | 121.54 | 627.41 | 632.15 | 4.63 | 134.51 | 314.63 | 2.3 | 123.63 | 143.75 | 12.48 | 591.97 | 143.99 | 12.5 | 590.1 | 3594866.22 | 24.27 | 636.41 | 23026920.26 | 155.49 | 640.03 | 104 | 22.9 | 17.8 | 71.6 | 31.8 |  | 0 | 0 | 0 | 2 | 0 | 0 | 2+1 |  | 0.87 | 0.92 | 0.94 | 0.93 | Single | 0.97 | 1100 | A2 |  | 7 | 2021 |  | #REF! | #REF! | #REF! | #REF! |  | 2 | [5 empty] | AHWF
TGG | AHWH | 2.0.3 | 2021 | TGG9 | Low-End | Yes | Yes | Yes | Yes | Yes | Yes | Yes | Yes | Yes | Yes | Yes | No | No | No | No | No | Rack |  | Managed | 1 | Intel(R) Xeon(R) Bronze 3204 CPU @ 1.90GHz | 2 | 2 | 1896 | 40 | 1 | 94700 | 12 | 12 x Micron DDR4 | 12 |  |  | 1 | PSU Redundancy | 1600 | Microsoft Corporation Microsoft Windows Server 2019 Standard Evaluation | 10.0.17763 | OpenJDK | 11+28 | Intel_Lin_HS18_2 | 7.433 | 10.32 | 9.444 | 4.792 | 3.994 | 19.464 | 6.985 | 15.439 | 30.029 | 27.84 | 59.568 | 13.6 | 14540.49 | 14542.696 | 2.1 | 173.371 | 10929.16 | 1.578 | 164.799 | 7297.134 | 1.054 | 154.877 | 3627.142 | 0.524 | 135.498 | 174993.82 | 174670.939 | 2.96 | 177.029 | 131263.504 | 2.224 | 167.867 | 87490.935 | 1.483 | 156.128 | 43708.827 | 0.741 | 137.39 | 41213.93 | 41149.039 | 2.58 | 164.79 | 30961.146 | 1.942 | 158.828 | 20599.892 | 1.292 | 151.762 | 10325.466 | 0.648 | 132.648 | 19131.05 | 19133.37 | 1.27 | 157.26 | 14360.21 | 0.95 | 152.38 | 9590.83 | 0.64 | 147.11 | 4790.76 | 0.32 | 132.12 | 22646.69 | 22663.66 | 1.09 | 162.01 | 17017.61 | 0.82 | 156.94 | 11290 | 0.54 | 150.14 | 5652.09 | 0.27 | 133.13 | 5090.76 | 5092.03 | 5.21 | 159.76 | 3833.25 | 3.92 | 154.21 | 2559.76 | 2.62 | 148.38 | 1274.37 | 1.31 | 133.29 | 809025.86 | 811788.87 | 2.292 | 172.99 | 709192.45 | 2.003 | 168.45 | 605772.36 | 1.711 | 163.77 | 505307.8 | 1.427 | 159.02 | 405561.98 | 1.145 | 154.27 | 306550.76 | 0.866 | 148.94 | 202089.88 | 0.571 | 141.73 | 102262.48 | 0.289 | 130.71 | 829.6 | 834.06 | 2.46 | 122.35 | 417.97 | 1.24 | 104.34 | 625.33 | 628.85 | 4.6 | 111.39 | 312.32 | 2.29 | 104.81 | 68.74 | 5.97 | 215.22 | 69 | 5.99 | 214.23 | 511710.8 | 3.46 | 173.62 | 1529839.89 | 10.33 | 173.42 | 94.1 | 7.9 | 21.5 | 40.7 | 13.6 |  | 0 | 0 | 0 | 2 | 0 | 0 | 2+1 |  | 0.87 | 0.92 | 0.94 | 0.93 | Single | 0.97 | 1100 | A2 |  | 9 | 2021 |  | #REF! | #REF! | #REF! | #REF! |  | 2 | [5 empty] | AHWH
TGG | AIQF | 2.0.1 | 2018 | TGG19 | Other | Yes | Yes | Yes | Yes | Yes | Yes | Yes | Yes | Yes | Yes | Yes | No | Yes | No | No | No | Rack | 2 U | Managed | 1 | Intel(R) Xeon(R) Bronze 3104 CPU @ 1.70GHz | 2 | 2 | 1696 | 6 | 1 | 96749 | 12 | 8GB | 24 | Fixed hard disk media,Fixed hard disk media,Fixed hard disk media | SAS,SAS,SAS | 2 | Standard | 750 | Microsoft Windows Server 2016 Standard | 10.0.14393 | Oracle Corporation | 1.8.0_121-b13 | Intel_Win_HS18_5 | 4.6842 | 5.3267 | 5.2448 | 2.4598 | 2.7381 | 4.7175 | 3.4694 | 64.6582 | 64.9907 | 20.5051 | 36.9104 | 8.1 | 14605.0322 | 14609.3542 | 2.1098 | 265.1261 | 10929.8961 | 1.5785 | 258.6113 | 7329.0723 | 1.0584 | 250.4329 | 3643.1748 | 0.52614 | 224.3371 | 141602.0514 | 141617.5271 | 2.4 | 267.1635 | 106181.352 | 1.7994 | 260.8168 | 70796.2341 | 1.1998 | 252.6768 | 35458.2086 | 0.6009 | 219.6503 | 37028.1579 | 37231.5793 | 2.3348 | 262.209 | 27786.9082 | 1.7425 | 256.4639 | 18470.4552 | 1.1583 | 249.5897 | 9261.9577 | 0.58081 | 215.5058 | 16114.8563 | 16108.1645 | 1.0698 | 251.3071 | 12097.9445 | 0.8035 | 247.7839 | 8040.0279 | 0.53399 | 243.9858 | 4016.0417 | 0.26673 | 220.1319 | 25159.0208 | 25156.0791 | 1.2044 | 256.3726 | 18833.9293 | 0.9017 | 251.8145 | 12601.7321 | 0.60333 | 246.7645 | 6279.4028 | 0.30064 | 219.98 | 2045.7418 | 2043.6219 | 2.0921 | 253.8297 | 1520.6089 | 1.5566 | 249.8735 | 1019.7827 | 1.0439 | 244.2797 | 510.5244 | 0.52262 | 231.5471 | 656242.5417 | 655562.5035 | 1.8513 | 268.1248 | 572929.6899 | 1.6179 | 265.4593 | 493432.3778 | 1.3934 | 261.9426 | 409466.0923 | 1.1563 | 257.566 | 326497.7467 | 0.92202 | 252.6411 | 246326.6177 | 0.69562 | 245.9502 | 163724.0894 | 0.46235 | 237.8388 | 82718.3989 | 0.23359 | 224.4034 | 7203.2187 | 7248.1912 | 21.4152 | 244.122 | 3611.3062 | 10.6698 | 223.8848 | 2785.8874 | 2793.5276 | 20.4519 | 226.9487 | 1390.4255 | 10.1796 | 217.1866 | 66.9358 | 5.8104 | 293.4457 | 71.414 | 6.1991 | 291.935 | 439027.3218 | 2.9645 | 269.4619 | 1482285.7121 | 10.009 | 271.1706 | 183.2136 | 3.9 | 64.8 | 27.5 | 8.1 | 115 | 4 | 0 | 0 | 0 | 0 | 0 | 1+1 |  | 0.8803 | 0.9143 | 0.9408 | 0.9254 | Single | 0.99 | 750 | A2 |  | 19 | 2018 |  | #REF! | #REF! | #REF! | #REF! |  | 2 | [5 empty] | AIQF
TGG | AIQF | 2.0.1 | 2018 | TGG20 | Low-End | Yes | Yes | Yes | Yes | Yes | Yes | Yes | Yes | Yes | Yes | Yes | Yes | No | No | No | No | Rack | 2 U | Managed | 1 | Intel(R) Xeon(R) Silver 4112 CPU @ 2.60GHz | 2 | 2 | 2594 | 4 | 2 | 96749 | 12 | 8GB | 2 | Fixed hard disk media,Fixed hard disk media,Fixed hard disk media | SAS,SAS,SAS | 2 | Standard | 495 | Microsoft Windows Server 2016 Standard | 10.0.14393 | Oracle Corporation | 1.8.0_121-b13 | Intel_Win_HS18_5 | 8.2926 | 12.4495 | 11.3529 | 5.8554 | 6.6635 | 9.8999 | 6.5626 | 11.6258 | 34.7452 | 28.8318 | 71.8789 | 14.6 | 17543.933 | 17552.1245 | 2.5348 | 199.3755 | 13121.1372 | 1.8949 | 185.9435 | 8765.6281 | 1.2659 | 168.2239 | 4396.001 | 0.63486 | 130.8939 | 234683.5193 | 234621.9807 | 3.9761 | 208.3865 | 175971.6223 | 2.9822 | 195.9532 | 117329.7405 | 1.9884 | 175.7774 | 58628.6459 | 0.99357 | 135.86 | 56758.5521 | 56304.2007 | 3.5308 | 203.6994 | 42559.6268 | 2.6689 | 191.5645 | 28392.8406 | 1.7805 | 171.9648 | 14189.1024 | 0.88979 | 133.929 | 25315.1224 | 25325.596 | 1.682 | 180.5926 | 18996.9453 | 1.2617 | 172.1584 | 12677.1769 | 0.84197 | 159.6977 | 6324.413 | 0.42005 | 128.5977 | 41224.1104 | 41222.9111 | 1.9736 | 186.4961 | 30896.2827 | 1.4792 | 178.4448 | 20620.4953 | 0.98724 | 163.61 | 10285.542 | 0.49244 | 132.2126 | 2902.2738 | 2902.1743 | 2.971 | 187.5558 | 2162.6893 | 2.2139 | 176.9174 | 1445.8489 | 1.4801 | 162.3639 | 729.1571 | 0.74644 | 140.4242 | 838048.68 | 836892.0427 | 2.3634 | 204.2549 | 731527.2848 | 2.0658 | 197.0059 | 626746.0443 | 1.7699 | 188.581 | 528487.0106 | 1.4924 | 180.0166 | 419594.0112 | 1.1849 | 169.7104 | 312479.577 | 0.88243 | 158.3165 | 210962.4194 | 0.59575 | 147.1674 | 105058.3567 | 0.29668 | 128.2454 | 575.369 | 562.6195 | 1.6623 | 108.5626 | 284.9624 | 0.84194 | 95.3811 | 664.4226 | 673.2962 | 4.9293 | 103.1728 | 333.6661 | 2.4428 | 96.6777 | 70.5582 | 6.1248 | 210.775 | 70.0479 | 6.0805 | 212.5567 | 649161.1679 | 4.3834 | 206.5226 | 2239583.3923 | 15.1226 | 210.39 | 84.367 | 8.4 | 20.1 | 45.5 | 14.6 | 115 | 0 | 0 | 0 | 0 | 0 | 0 | n+0 |  | 0.8624 | 0.9224 | 0.9442 | 0.9362 | Single | 0.98 | 495 | A2 |  | 20 | 2018 |  | #REF! | #REF! | #REF! | #REF! |  | 2 | [5 empty] | AIQF
TGG | AIQF | 2.0.1 | 2018 | TGG21 | Other | Yes | Yes | Yes | Yes | Yes | Yes | Yes | Yes | Yes | Yes | Yes | No | No | No | No | No | Rack | 2 U | Managed | 1 | Intel(R) Xeon(R) Bronze 3104 CPU @ 1.70GHz | 2 | 2 | 1696 | 6 | 1 | 96749 | 12 | 8GB | 2 | Fixed hard disk media,Fixed hard disk media,Fixed hard disk media | SAS,SAS,SAS | 2 | Standard | 495 | Microsoft Windows Server 2016 Standard | 10.0.14393 | Oracle Corporation | 1.8.0_121-b13 | Intel_Win_HS18_5 | 8.2297 | 9.473 | 9.1604 | 4.4136 | 4.9093 | 8.3893 | 6.1768 | 11.9414 | 36.0898 | 32.4422 | 64.216 | 12.9 | 14613.4354 | 14624.6339 | 2.112 | 155.4083 | 10951.312 | 1.5816 | 152.4889 | 7311.665 | 1.0559 | 143.8808 | 3668.3878 | 0.52978 | 119.4725 | 142882.5944 | 143043.9565 | 2.4241 | 156.0608 | 107192.8607 | 1.8166 | 153.2364 | 71467.1782 | 1.2111 | 144.8717 | 35699.9773 | 0.605 | 115.6567 | 36214.658 | 36659.0496 | 2.2989 | 153.6872 | 27166.6716 | 1.7036 | 147.9428 | 18110.2407 | 1.1357 | 141.1617 | 9055.109 | 0.56784 | 111.7536 | 16089.3219 | 16086.7014 | 1.0684 | 143.9781 | 12079.5058 | 0.80228 | 140.4894 | 8022.8638 | 0.53285 | 136.1125 | 4015.6408 | 0.2667 | 116.5964 | 25234.4323 | 25240.9436 | 1.2084 | 148.5075 | 18911.8056 | 0.90543 | 143.9636 | 12625.573 | 0.60447 | 138.7092 | 6326.4646 | 0.30289 | 116.295 | 2047.6737 | 2047.4651 | 2.096 | 146.4381 | 1530.3389 | 1.5666 | 142.0981 | 1020.7951 | 1.045 | 136.5458 | 510.3809 | 0.52248 | 127.3797 | 657003.4287 | 656927.6164 | 1.8551 | 153.8282 | 571667.8021 | 1.6144 | 154.3614 | 495407.781 | 1.399 | 150.3421 | 411586.743 | 1.1623 | 146.1011 | 327668.9637 | 0.92532 | 141.3248 | 244965.2277 | 0.69177 | 135.661 | 163311.8459 | 0.46119 | 131.6067 | 82632.2597 | 0.23335 | 120.3125 | 561.9454 | 552.2638 | 1.6317 | 103.3167 | 278.6289 | 0.82322 | 91.175 | 674.2155 | 669.8964 | 4.9044 | 98.698 | 332.8383 | 2.4368 | 92.9664 | 66.7708 | 5.7961 | 180.6855 | 67.9413 | 5.8977 | 179.7517 | 434036.8114 | 2.9308 | 155.9183 | 1488384.7539 | 10.0502 | 156.5061 | 80.4203 | 7 | 20.8 | 45.6 | 13 | 115 | 4 | 0 | 0 | 0 | 0 | 0 | 1+1 |  | 0.8372 | 0.9236 | 0.9449 | 0.9347 | Single | 0.99 | 495 | A2 |  | 21 | 2018 |  | #REF! | #REF! | #REF! | #REF! |  | 2 | [5 empty] | AIQF
TGG | AIQF | 2.0.1 | 2019 | TGG23 | Other | Yes | Yes | Yes | Yes | Yes | Yes | Yes | Yes | Yes | Yes | Yes | Yes | No | No | No | No | Rack | 2 U | Managed | 1 | Intel(R) Xeon(R) Gold 6230 CPU @ 2.10GHz | 2 | 1 | 2095 | 20 | 2 | 96729 | 6 | 16GB | 2 | Fixed hard disk media | SAS | 2 | Redundant | 750 | Microsoft Windows Server 2016 Standard | 10.0.14393 | Oracle Corporation | 1.8.0_121-b13 | Intel_Win_HS18_5 | 17.6822 | 24.9568 | 23.4696 | 13.283 | 15.1384 | 22.599 | 12.7465 | 8.0321 | 19.7459 | 28.3241 | 147.9955 | 25.9 | 40523.4475 | 40268.685 | 5.8155 | 211.1042 | 30414.2527 | 4.3923 | 209.0975 | 20290.504 | 2.9303 | 181.0958 | 10134.8717 | 1.4636 | 140.1947 | 477788.4182 | 484238.4598 | 8.2063 | 215.1956 | 358323.8186 | 6.0724 | 212.6658 | 238952.1498 | 4.0495 | 181.6628 | 119365.4083 | 2.0229 | 126.5681 | 117879.2841 | 117876.8043 | 7.392 | 201.0492 | 88445.683 | 5.5464 | 201.4158 | 58907.4319 | 3.6941 | 174.1542 | 29449.6535 | 1.8468 | 130.7192 | 60865.6451 | 61064.4313 | 4.0557 | 201.2406 | 45620.2226 | 3.0299 | 183.93 | 30484.6718 | 2.0247 | 164.0158 | 15213.5531 | 1.0104 | 133.0192 | 99288.1129 | 99747.1892 | 4.7755 | 202.5714 | 74481.6254 | 3.5659 | 195.8342 | 49615.3813 | 2.3754 | 170.8708 | 24857.8994 | 1.1901 | 135.2275 | 6909.6058 | 6969.7417 | 7.1349 | 201.9194 | 5204.4183 | 5.3278 | 192.2731 | 3464.4009 | 3.5465 | 167.5994 | 1717.4782 | 1.7582 | 139.6594 | 1683615.7015 | 1689270.9023 | 4.7704 | 211.241 | 1476178.3942 | 4.1687 | 209.5748 | 1258520.1175 | 3.554 | 199.5791 | 1048763.9205 | 2.9617 | 186.6617 | 840815.0026 | 2.3744 | 175.0007 | 633739.8324 | 1.7897 | 161.7077 | 420576.4974 | 1.1877 | 146.2973 | 209876.9654 | 0.59269 | 131.599 | 345.4412 | 352.1927 | 1.0406 | 93.6747 | 173.2801 | 0.51197 | 88.1526 | 342.7187 | 337.8607 | 2.4735 | 90.493 | 171.7717 | 1.2576 | 88.1624 | 72.3684 | 6.282 | 217.9953 | 69.925 | 6.0699 | 218.031 | 1359668.4164 | 9.181 | 210.5875 | 4624107.3053 | 31.2239 | 210.9786 | 82.9312 | 17.9 | 12.6 | 64.7 | 25.9 | 230 | 3 | 0 | 0 | 2 | 0 | 0 | 1+1 |  | 0.867 | 0.9373 | 0.9469 | 0.9309 | Single | 0.99 | 750 | A2 |  | 23 | 2019 |  | #REF! | #REF! | #REF! | #REF! |  | 1 | [5 empty] | AIQF
TGG | AIQF | 2.0.1 | 2019 | TGG24 | Other | Yes | Yes | Yes | Yes | Yes | Yes | Yes | Yes | Yes | Yes | Yes | Yes | No | No | No | No | Rack | 2 U | Managed | 1 | Intel(R) Xeon(R) Gold 6230 CPU @ 2.10GHz | 2 | 2 | 2095 | 20 | 2 | 391662 | 12 | 32 GB | 24 | Fixed hard disk media | SATA | 2 | Redendancy | 750 | Microsoft Windows Server 2016 Datacenter | 10.0.14393 | Oracle Corporation | 1.8.0_121-b13 | Intel_Win_HS18_5 | 13.5023 | 18.9466 | 18.6977 | 10.744 | 11.9654 | 17.9627 | 10.2145 | 2.071 | 8.8089 | 22.8583 | 243.6899 | 21.9 | 76554.9996 | 75529.7465 | 10.9078 | 513.4419 | 57504.3212 | 8.3046 | 503.9161 | 38321.5607 | 5.5343 | 445.1065 | 19170.7494 | 2.7686 | 362.6032 | 916860.7216 | 915464.3132 | 15.5142 | 533.5387 | 687906.5222 | 11.6578 | 524.8452 | 458388.5973 | 7.7682 | 456.1065 | 229251.7263 | 3.8851 | 331.6516 | 235351.976 | 235807.4211 | 14.7874 | 487.1839 | 176544.7007 | 11.0711 | 485.6161 | 117828.5337 | 7.389 | 438.6516 | 58855.091 | 3.6908 | 351.9839 | 121911.1422 | 121851.7501 | 8.093 | 477.1355 | 91349.8028 | 6.0671 | 450.1194 | 60982.7842 | 4.0503 | 408.2516 | 30481.1006 | 2.0244 | 344.6 | 194321.7825 | 194072.2289 | 9.2915 | 489.5387 | 145858.6291 | 6.9832 | 475.2581 | 97136.537 | 4.6506 | 422.8419 | 48564.8712 | 2.3251 | 347.9258 | 13605.4437 | 13547.9241 | 13.869 | 487.3032 | 10211.2715 | 10.4533 | 464.9516 | 6789.6643 | 6.9506 | 414.8742 | 3392.1057 | 3.4725 | 357.5581 | 3364817.0594 | 3351548.7005 | 9.4646 | 517.1207 | 2945157.221 | 8.317 | 509.8992 | 2520787.5622 | 7.1186 | 490.5818 | 2106743.8248 | 5.9494 | 464.7512 | 1690748.6547 | 4.7746 | 439.0992 | 1258793.7298 | 3.5548 | 407.8248 | 839167.7608 | 2.3698 | 372.3612 | 418557.5451 | 1.182 | 333.6182 | 208.6766 | 217.1443 | 0.64157 | 217.1089 | 102.253 | 0.30211 | 208.1489 | 355.9895 | 358.9949 | 2.6283 | 213.189 | 179.4722 | 1.3139 | 208.7557 | 141.5469 | 12.2871 | 532.298 | 139.3201 | 12.0938 | 534.2778 | 2742035.1059 | 18.5154 | 510.6419 | 18459796.8525 | 124.6482 | 511.5032 | 204.1593 | 14.1 | 4.3 | 74.6 | 21.9 | 230 | 0 | 0 | 0 | 0 | 0 | 0 | 1+1 |  | 0.8804 | 0.9369 | 0.9443 | 0.9215 | Single | 0.99 | 750 | A2 |  | 24 | 2019 |  | #REF! | #REF! | #REF! | #REF! |  | 2 | [5 empty] | AIQF
TGG | AIQF | 2.0.1 | 2019 | TGG25 | Typical | Yes | Yes | Yes | Yes | Yes | Yes | Yes | Yes | Yes | Yes | Yes | No | No | No | No | No | Rack | 2 U | Managed | 1 | Intel(R) Xeon(R) Gold 6230 CPU @ 2.10GHz | 2 | 2 | 2095 | 10 | 2 | 195054 | 12 | Hynix HMA82GR7CJR8N-VK | 2 | Fixed hard disk media | SATA | 2 | Redendancy | 750 | Microsoft Windows Server 2016 Standard | 10.0.14393 | Oracle Corporation | 1.8.0_121-b13 | Intel_Win_HS18_5 | 17.3551 | 25.7516 | 23.9581 | 14.3454 | 16.1049 | 24.3382 | 13.4781 | 5.8302 | 14.5334 | 29.6865 | 215.6474 | 28 | 73041.8331 | 73144.6346 | 10.5633 | 391.5387 | 54793.8897 | 7.9132 | 388.8968 | 36505.3698 | 5.272 | 331.1323 | 18243.4722 | 2.6347 | 253.8226 | 903643.6607 | 905209.3012 | 15.3404 | 403.1645 | 677778.0402 | 11.4862 | 398.0742 | 451895.0735 | 7.6582 | 340.8613 | 225924.2865 | 3.8287 | 214.7581 | 223042.3261 | 223470.1677 | 14.0137 | 373.7129 | 167340.0384 | 10.4938 | 374.3548 | 111622.1488 | 6.9998 | 325.1968 | 55795.3905 | 3.4989 | 240.2871 | 122069.7438 | 121768.8029 | 8.0874 | 374.7581 | 91583.0622 | 6.0826 | 347.4677 | 61046.1991 | 4.0545 | 304.5323 | 30577.9615 | 2.0309 | 241.1968 | 198046.9198 | 197965.0252 | 9.4779 | 377.6032 | 148552.243 | 7.1122 | 374.9452 | 99093.3294 | 4.7442 | 322.6548 | 49482.8913 | 2.3691 | 246.5387 | 13968.9379 | 13937.4291 | 14.2677 | 375.6484 | 10475.4911 | 10.7237 | 366.6419 | 6965.7552 | 7.1308 | 314.971 | 3487.2062 | 3.5698 | 255.8839 | 3301376.2663 | 3296835.2636 | 9.3101 | 394.1165 | 2893408.1199 | 8.1709 | 390.5198 | 2467898.3273 | 6.9693 | 378.3298 | 2067936.9044 | 5.8398 | 353.2521 | 1650692.1895 | 4.6615 | 328.4793 | 1239728.0283 | 3.5009 | 301.3595 | 824709.4959 | 2.3289 | 267.7281 | 413144.7594 | 1.1667 | 231.2584 | 349.241 | 351.0753 | 1.0373 | 130.1595 | 171.4117 | 0.50645 | 118.7344 | 341.4852 | 340.551 | 2.4932 | 124.5469 | 171.3566 | 1.2545 | 118.899 | 140.5816 | 12.2033 | 409.1243 | 139.1127 | 12.0758 | 408.7118 | 2635106.6663 | 17.7933 | 390.8613 | 12596313.5295 | 85.0555 | 394.4194 | 110.3005 | 18.7 | 9.2 | 80 | 27.9 | 115 | 3 | 0 | 0 | 2 | 0 | 0 | 1+1 |  | 0.867 | 0.9373 | 0.9469 | 0.9309 | Single | 0.99 | 750 | A2 |  | 25 | 2019 |  | #REF! | #REF! | #REF! | #REF! |  | 2 | [5 empty] | AIQF
TGG | AIQF | 2.0.1 | 2019 | TGG27 | High-End | Yes | Yes | Yes | Yes | Yes | Yes | Yes | Yes | Yes | Yes | Yes | Yes | Yes | No | No | No | Rack | 2 U | Managed | 1 | Intel(R) Xeon(R) Platinum 8280 CPU @ 2.70GHz | 2 | 2 | 2700 | 28 | 2 | 382500 | 12 | 12 x Samsung / M393A4K40CB2-CVF | 2 |  |  | 2 | Redundant | 1100 | Microsoft Corporation Microsoft Windows Server 2016 Standard | 10.0.14393 | Oracle Corporation | 1.8.0_121-b13 | Intel_Win_HS18_5 | 20.906 | 25.784 | 30.683 | 18.129 | 19.578 | 29.619 | 15.853 | 9.454 | 27.762 | 23.593 | 326.72 | 33.1 | 122174.46 | 121882.758 | 17.602 | 624.806 | 91381.974 | 13.197 | 583.242 | 61054.26 | 8.817 | 443.797 | 30468.209 | 4.4 | 291.71 | 1154470.18 | 1156501.875 | 19.599 | 638.855 | 866205.364 | 14.679 | 546.529 | 577467.573 | 9.786 | 387.474 | 288705.956 | 4.893 | 230.377 | 384983.74 | 389987.378 | 24.456 | 582.832 | 288726.781 | 18.106 | 569.174 | 192610.61 | 12.079 | 428.11 | 96310.142 | 6.04 | 256.629 | 202633.65 | 202677.67 | 13.46 | 566.28 | 151936.66 | 10.09 | 483.09 | 101371.48 | 6.73 | 389.64 | 50689.44 | 3.37 | 267.44 | 324041.82 | 322896.08 | 15.46 | 590.11 | 243062.95 | 11.64 | 537.15 | 162072.94 | 7.76 | 419.24 | 81034.08 | 3.88 | 277.41 | 22783.34 | 22657.24 | 23.19 | 585.5 | 17097.14 | 17.5 | 515.21 | 11398.53 | 11.67 | 412.57 | 5669.91 | 5.8 | 287.06 | 4995791.63 | 5015029.46 | 14.162 | 626.25 | 4374002.65 | 12.352 | 573.36 | 3737534.42 | 10.555 | 521.94 | 3119511.28 | 8.809 | 476.96 | 2499218.93 | 7.058 | 421.3 | 1874093.85 | 5.292 | 357.13 | 1253763.01 | 3.541 | 296.85 | 626849.84 | 1.77 | 239.14 | 568.14 | 578.71 | 1.71 | 136.35 | 280.24 | 0.83 | 116.19 | 667.37 | 669.84 | 4.9 | 129.71 | 331.75 | 2.43 | 119.14 | 146.24 | 12.7 | 529.38 | 142.75 | 12.39 | 533.85 | 4311763.91 | 29.12 | 620.17 | 30086624.56 | 203.16 | 621.81 | 104.5 | 22.3 | 16.2 | 87.8 | 33.1 | 114.4 | 3 | 0 | 0 | 2 | 0 | 0 | 1+1 |  | 0.9064 | 0.9388 | 0.9503 | 0.9347 | Single | 0.99 | 1100 | A2 | 132.8 | 27 | 2019 |  | #REF! | #REF! | #REF! | #REF! |  | 2 | [5 empty] | AIQF
TGG | AIQG | 2.0.1 | 2019 | TGG29 | Low-End | Yes | Yes | Yes | Yes | Yes | Yes | Yes | Yes | Yes | Yes | Yes | Yes | Yes | No | No | No | Rack | 1 U | Managed | 1 | Intel(R) Celeron(R) G4900 CPU @ 3.10GHz | 1 | 1 | 3096 | 2 | 1 | 16227 | 2 | 8GB | 2 | Fixed hard disk media | SAS | 2 | Redundant | 350 | Microsoft Windows Server 2016 Standard | 10.0.14393 | Oracle Corporation | 1.8.0_171-b11 | Intel_Win_HS18_5 | 6.5384 | 8.7609 | 7.2654 | 3.7946 | 3.9627 | 7.1846 | 3.4555 | 21.4896 | 33.7096 | 26.5112 | 19.8094 | 9.2 | 4111.0947 | 4122.0502 | 0.59529 | 56.0674 | 3085.5261 | 0.4456 | 52.9548 | 2059.317 | 0.2974 | 48.6445 | 1038.1758 | 0.14993 | 44.8106 | 46723.3766 | 46960.213 | 0.79583 | 55.2848 | 35012.5932 | 0.59335 | 52.7052 | 23380.3708 | 0.39622 | 48.2077 | 11666.8834 | 0.19772 | 44.7045 | 10887.4958 | 11041.6024 | 0.69242 | 58.7835 | 8149.0699 | 0.51102 | 54.9968 | 5452.3975 | 0.34192 | 51.0874 | 2735.356 | 0.17153 | 45.0952 | 4956.2785 | 4915.427 | 0.32647 | 51.7061 | 3711.3197 | 0.24649 | 49.7503 | 2480.5278 | 0.16475 | 46.8574 | 1247.7205 | 0.082869 | 43.9626 | 7330.4616 | 7342.4374 | 0.35153 | 53.9177 | 5527.688 | 0.26465 | 51.2765 | 3661.1859 | 0.17528 | 47.6171 | 1842.1249 | 0.088195 | 44.3023 | 614.3242 | 616.1237 | 0.63072 | 52.7903 | 466.9817 | 0.47805 | 50.5119 | 307.0541 | 0.31433 | 47.8561 | 156.0742 | 0.15977 | 44.5358 | 128003.6745 | 127589.2372 | 0.36031 | 55.2994 | 112644.8322 | 0.31811 | 53.7379 | 97037.1948 | 0.27403 | 52.1094 | 80588.6107 | 0.22758 | 50.3079 | 64376.389 | 0.1818 | 48.6497 | 48831.1089 | 0.1379 | 46.7473 | 31300.2704 | 0.088391 | 44.8155 | 15558.5205 | 0.043937 | 43.1177 | 454.9179 | 464.9232 | 1.3736 | 46.1411 | 228.4107 | 0.67485 | 43.5048 | 282.128 | 282.0039 | 2.0646 | 43.7449 | 141.6612 | 1.0371 | 43.0759 | 18.2177 | 1.5814 | 60.05 | 18.2797 | 1.5868 | 59.455 | 125145.3233 | 0.84503 | 56.9277 | 166897.04 | 1.127 | 56.89 | 41.5448 | 5.5 | 26.9 | 22.9 | 9.1 | 230 | 3 | 0 | 0 | 0 | 0 | 0 | 1+1 |  | 0.8305 | 0.9019 | 0.9402 | 0.9402 | Single | 0.96 | 350 | A2 |  | 29 | 2019 |  | #REF! | #REF! | #REF! | #REF! |  | 1 | [5 empty] | AIQG
TGG | AIQG | 2.0.1 | 2019 | TGG30 | Low-End | Yes | Yes | Yes | Yes | Yes | Yes | Yes | Yes | Yes | Yes | Yes | Yes | No | No | No | No | Rack | 1 U | Managed | 1 | Intel(R) Pentium(R) Gold G5500 CPU @ 3.80GHz | 1 | 1 | 3792 | 2 | 2 | 16099 | 2 | Hynix / HMA81GU7CJR8N-VK / RDIMM / DDR4 2666 | 2 | Fixed hard disk media | SATA | 2 | Standard | 350 | Microsoft Windows Server 2016 Standard | 10.0.14393 | Oracle Corporation | 1.8.0_171-b11 | Intel_Win_HS18_5 | 7.9077 | 13.9251 | 8.4296 | 5.745 | 6.1834 | 9.4736 | 5.1665 | 40.5094 | 64.5377 | 24.0445 | 24.1741 | 11.9 | 5608.0035 | 5622.4356 | 0.81197 | 68.1225 | 4211.4959 | 0.60821 | 62.3772 | 2794.7632 | 0.40361 | 52.7897 | 1405.9374 | 0.20304 | 46.1389 | 86769.7414 | 86709.2959 | 1.4694 | 70.0833 | 65050.504 | 1.1024 | 65.3319 | 43407.4168 | 0.73562 | 54.6219 | 21693.114 | 0.36763 | 46.5856 | 14559.7824 | 14486.1372 | 0.90842 | 73.5189 | 10925.2379 | 0.68512 | 67.0983 | 7292.4678 | 0.45731 | 56.0106 | 3646.0233 | 0.22864 | 46.6453 | 8376.6459 | 8327.6822 | 0.55309 | 61.3575 | 6306.7818 | 0.41887 | 57.8289 | 4173.72 | 0.2772 | 50.9356 | 2080.9776 | 0.13821 | 45.0844 | 12912.7517 | 12914.0288 | 0.61828 | 64.3728 | 9681.4235 | 0.46351 | 60.5475 | 6463.8663 | 0.30947 | 53.1123 | 3240.8744 | 0.15516 | 45.4725 | 928.6429 | 926.6578 | 0.94862 | 64.0997 | 700.0169 | 0.71661 | 59.5972 | 468.8077 | 0.47992 | 53.6694 | 229.8973 | 0.23535 | 46.4922 | 217879.8026 | 217504.9679 | 0.61423 | 68.1759 | 189705.2982 | 0.53572 | 64.7126 | 162889.2109 | 0.45999 | 61.5794 | 134236.7177 | 0.37908 | 58.1085 | 108669.5407 | 0.30688 | 54.8383 | 81257.7627 | 0.22947 | 51.2847 | 54555.2133 | 0.15406 | 47.7218 | 27275.9469 | 0.077026 | 44.5748 | 897.0113 | 912.4505 | 2.6959 | 48.0536 | 449.352 | 1.3276 | 45.3883 | 557.4348 | 557.6544 | 4.0827 | 45.5171 | 283.8048 | 2.0778 | 44.7452 | 18.6976 | 1.6231 | 66.9606 | 18.5271 | 1.6083 | 67.4273 | 189960.5824 | 1.2827 | 71.1572 | 255628.7149 | 1.7261 | 71.4033 | 41.9121 | 7.7 | 51.1 | 24.1 | 11.9 | 230 | 0 | 3 | 0 | 0 | 0 | 0 | n+0 |  | 0.8305 | 0.9019 | 0.9402 | 0.9402 | Single | 0.96 | 350 | A2 |  | 30 | 2019 |  | #REF! | #REF! | #REF! | #REF! |  | 1 | [5 empty] | AIQG
TGG | AIQG | 2.0.1 | 2019 | TGG31 | Typical | Yes | Yes | Yes | Yes | Yes | Yes | Yes | Yes | Yes | Yes | Yes | Yes | No | No | No | No | Rack | 1 U | Managed | 1 | Intel(R) Core(TM) i3-8100 CPU @ 3.60GHz | 1 | 1 | 3600 | 4 | 1 | 16227 | 2 | 8GB | 2 | Fixed hard disk media | SAS | 2 | Redundant | 350 | Microsoft Windows Server 2016 Standard | 10.0.14393 | Oracle Corporation | 1.8.0_171-b11 | Intel_Win_HS18_5 | 12.4774 | 16.3856 | 16.3664 | 7.6481 | 7.7442 | 14.306 | 7.3346 | 19.4596 | 33.9532 | 23.6375 | 30.7521 | 15.1 | 9406.9063 | 9493.6734 | 1.371 | 75.6644 | 7054.8165 | 1.0188 | 67.1639 | 4712.2725 | 0.68053 | 54.9381 | 2324.8375 | 0.33575 | 47.1653 | 105134.352 | 106522.3575 | 1.8052 | 76.1622 | 78755.2407 | 1.3347 | 68.7667 | 52535.9091 | 0.89032 | 53.8306 | 26271.8242 | 0.44522 | 46.9917 | 33097.1111 | 32330.8856 | 2.0275 | 92.1036 | 24833.0104 | 1.5573 | 79.1092 | 16564.9057 | 1.0388 | 65.8681 | 8278.5936 | 0.51915 | 49.4469 | 11472.6108 | 11439.9305 | 0.7598 | 66.6889 | 8596.2784 | 0.57093 | 59.6469 | 5744.3175 | 0.38152 | 51.2569 | 2864.1604 | 0.19023 | 45.1292 | 16960.8537 | 17006.1297 | 0.81419 | 72.5686 | 12758.7827 | 0.61085 | 64.5239 | 8496.0112 | 0.40676 | 53.0583 | 4249.5042 | 0.20345 | 46.0597 | 1439.3364 | 1442.8391 | 1.477 | 67.565 | 1082.446 | 1.1081 | 62.0892 | 724.2373 | 0.7414 | 53.4 | 358.1906 | 0.36668 | 47.4192 | 324489.5126 | 322512.5153 | 0.91076 | 75.3255 | 284346.6086 | 0.80298 | 71.1784 | 244484.0358 | 0.69041 | 66.4243 | 203489.4449 | 0.57465 | 61.1964 | 163137.0435 | 0.46069 | 56.9106 | 121301.8907 | 0.34255 | 53.1016 | 81152.6558 | 0.22917 | 48.7722 | 40703.7533 | 0.11495 | 44.8324 | 400.2138 | 417.2763 | 1.2329 | 44.6564 | 201.0419 | 0.59399 | 43.3058 | 281.751 | 282.219 | 2.0662 | 43.2726 | 141.349 | 1.0348 | 42.8614 | 18.94 | 1.6441 | 68.1744 | 18.352 | 1.5931 | 68.76 | 280912.2213 | 1.8968 | 81.4394 | 370055.9328 | 2.4988 | 81.2553 | 41.4089 | 11.1 | 25.7 | 27 | 15.1 | 230 | 0 | 3 | 0 | 0 | 0 | 0 | n+0 |  | 0.8305 | 0.9019 | 0.9402 | 0.9402 | Single | 0.96 | 350 | A2 |  | 31 | 2019 |  | #REF! | #REF! | #REF! | #REF! |  | 1 | [5 empty] | AIQG
TGG | AIQG | 2.0.1 | 2019 | TGG33 | High-End | Yes | Yes | Yes | Yes | Yes | Yes | Yes | Yes | Yes | Yes | Yes | Yes | No | No | No | No | Rack | 1 U | Managed | 1 | Intel(R) Xeon(R) E-2288G CPU @ 3.70GHz | 1 | 1 | 3696 | 8 | 2 | 65122 | 4 | Micron / MTA18ASF2G72AZ / RDIMM / DDR4 2666 | 2 | Fixed hard disk media | SATA | 2 | Standard | 350 | Microsoft Windows Server 2016 Standard | 10.0.14393 | Oracle Corporation | 1.8.0_171-b11 | Intel_Win_HS18_5 | 15.8687 | 20.96 | 23.2633 | 14.0296 | 14.301 | 20.4653 | 8.8671 | 18.5954 | 31.645 | 13.7894 | 88.6944 | 20.7 | 21584.4657 | 21603.5784 | 3.1199 | 167.8975 | 16200.2941 | 2.3396 | 163.5594 | 10839.1438 | 1.5654 | 89.5833 | 5385.776 | 0.7778 | 56.97 | 199375.7413 | 199608.4975 | 3.3827 | 173.1278 | 149532.5972 | 2.5341 | 106.8358 | 99629.3978 | 1.6884 | 63.8914 | 49831.5928 | 0.84449 | 53.5883 | 77852.643 | 75106.564 | 4.7099 | 160.3925 | 58398.3898 | 3.6621 | 164.6203 | 38897.5325 | 2.4393 | 114.0369 | 19510.7541 | 1.2235 | 58.3736 | 39968.0935 | 39456.7436 | 2.6206 | 164.1769 | 29993.282 | 1.992 | 146.1272 | 19979.5504 | 1.327 | 90.1839 | 9989.0511 | 0.66344 | 54.8278 | 59032.104 | 58994.8465 | 2.8245 | 160.7761 | 44322.1064 | 2.122 | 164.3297 | 29569.8063 | 1.4157 | 96.5972 | 14767.1134 | 0.707 | 56.1953 | 4356.7591 | 4344.5908 | 4.4476 | 160.6608 | 3256.7667 | 3.3339 | 161.6825 | 2184.2178 | 2.236 | 113.0644 | 1082.3778 | 1.108 | 71.3061 | 635040.0524 | 633022.1016 | 1.7876 | 162.9492 | 556794.1486 | 1.5724 | 132.3905 | 475340.6869 | 1.3423 | 117.2043 | 394273.1566 | 1.1134 | 106.1691 | 321257.4931 | 0.90722 | 94.2195 | 236768.011 | 0.66862 | 78.4579 | 159713.0252 | 0.45102 | 63.6263 | 79386.9716 | 0.22419 | 53.4013 | 423.1807 | 419.9015 | 1.2406 | 48.1371 | 209.6432 | 0.6194 | 46.1658 | 281.6741 | 281.5325 | 2.0612 | 46.3095 | 139.9872 | 1.0249 | 45.5511 | 21.2255 | 1.8425 | 132.6568 | 20.9335 | 1.8171 | 132.7319 | 764971.1139 | 5.1654 | 164.0497 | 2139506.9863 | 14.4468 | 162.8833 | 43.8403 | 16.1 | 24.3 | 35 | 20.7 | 230 | 0 | 5 | 0 | 0 | 0 | 0 | n+0 |  | 0.8305 | 0.9019 | 0.9402 | 0.9402 | Single | 0.96 | 350 | A2 |  | 33 | 2019 |  | #REF! | #REF! | #REF! | #REF! |  | 1 | [5 empty] | AIQG
TGG | AJAA | 2.0.3 | 2021 | TGG38 | Typical | Yes | Yes | Yes | Yes | Yes | Yes | Yes | Yes | Yes | Yes | Yes | No | Yes | No | No | No | Rack | 1 U | Managed | 1 | Intel(R) Xeon(R) Gold 6346 CPU @ 3.10GHz | 2 | 1 | 3100 | 16 | 2 | 63700 | 8 | 8 x Micron 8GB/DDR4/3200MHz(1Rx8 R-DIMM)PC4-3200AA-RD1-12 | 2 |  |  | 1 | Standard | 800 | Microsoft Corporation Microsoft Windows Server 2019 Datacenter | 10.0.17763 | OpenJDK | 11.0.9.1+1-LTS | Intel_Win_HS18_5 | 18.007 | 22.278 | 23.307 | 14.992 | 12.653 | 159.677 | 16.016 | 12.691 | 35.701 | 18.808 | 48.734 | 25.6 | 49139.23 | 48939.534 | 7.068 | 374.013 | 36801.237 | 5.315 | 239.441 | 24532.05 | 3.543 | 187.349 | 12261.515 | 1.771 | 133.594 | 545821.85 | 546010.148 | 9.253 | 345.271 | 409536.1 | 6.94 | 283.216 | 272765.341 | 4.623 | 216.303 | 136539.443 | 2.314 | 131.831 | 156028.1 | 153779.604 | 9.643 | 375.676 | 116994.671 | 7.337 | 272.405 | 77994.887 | 4.891 | 211.016 | 38996.676 | 2.445 | 132.796 | 74301.33 | 74340.68 | 4.94 | 332.21 | 55724.25 | 3.7 | 177.97 | 37162.71 | 2.47 | 154.23 | 18600.12 | 1.24 | 120.97 | 97715.7 | 97889.12 | 4.69 | 367.98 | 73309.3 | 3.51 | 212.73 | 48834.15 | 2.34 | 172.88 | 24451.57 | 1.17 | 129.8 | 55858.19 | 55983.59 | 57.31 | 367.63 | 41878.76 | 42.87 | 200.36 | 27888.34 | 28.55 | 165.35 | 13949.41 | 14.28 | 126.51 | 2326135.71 | 2337522.98 | 6.601 | 301.15 | 2043269.79 | 5.77 | 299.88 | 1743907.43 | 4.925 | 267.12 | 1450365.27 | 4.096 | 192.7 | 1167128.89 | 3.296 | 174.94 | 871267.97 | 2.46 | 154.63 | 581597.06 | 1.642 | 135.62 | 293693.59 | 0.829 | 114.95 | 559.61 | 555.7 | 1.64 | 94.2 | 275.47 | 0.81 | 88.08 | 609.82 | 612.95 | 4.49 | 90.13 | 306.45 | 2.24 | 87.64 | 68.61 | 5.96 | 320.66 | 68.83 | 5.98 | 313.72 | 967861.21 | 6.54 | 349.25 | 2219682.17 | 14.99 | 307.55 | 97.5 | 24 | 21.3 | 30.3 | 25.6 | 230.3 | 0 | 1 | 0 | 0 | 0 | 0 | n+0 |  | 0.89 | 0.93 | 0.94 | 0.93 | Single | 0.99 | 800 | A2 | 86.3 | 38 | 2021 |  | #REF! | #REF! | #REF! | #REF! |  | 1 | [5 empty] | AJAA
TGG | AJAA | 2.0.3 | 2021 | TGG39 | Typical | Yes | Yes | Yes | Yes | Yes | Yes | Yes | Yes | Yes | Yes | Yes | No | Yes | No | No | No | Rack | 1 U | Managed | 1 | Intel(R) Xeon(R) Gold 6346 CPU @ 3.10GHz | 2 | 2 | 3100 | 16 | 2 | 127700 | 16 | 16 x Micron 8GB/DDR4/3200MHz(1Rx8 R-DIMM)PC4-3200AA-RD1-12 | 2 |  |  | 1 | Standard | 800 | Microsoft Corporation Microsoft Windows Server 2019 Datacenter | 10.0.17763 | OpenJDK | 11.0.9.1+1-LTS | Intel_Win_HS18_5 | 18.993 | 23.522 | 25.459 | 16.368 | 12.636 | 160.85 | 17.022 | 7.284 | 21.515 | 21.15 | 72.818 | 27.8 | 94971.97 | 94612.274 | 13.664 | 665.067 | 71114.072 | 10.27 | 450.414 | 47433.219 | 6.85 | 350.706 | 23703.171 | 3.423 | 240.71 | 1038623.55 | 1039298.236 | 17.613 | 621.989 | 779166.332 | 13.204 | 514.308 | 519601.99 | 8.806 | 396.563 | 259666.332 | 4.401 | 232.067 | 304820.87 | 304381.083 | 19.088 | 649.647 | 228536.519 | 14.331 | 511.708 | 152321.941 | 9.552 | 382.349 | 76236.643 | 4.781 | 233.959 | 148559.07 | 148719.23 | 9.88 | 594.86 | 111427.61 | 7.4 | 332.7 | 74288.3 | 4.93 | 287.07 | 37120.63 | 2.47 | 218.03 | 193395.82 | 194391.33 | 9.31 | 666.98 | 145170.96 | 6.95 | 548.83 | 96726.81 | 4.63 | 321.87 | 48378.89 | 2.32 | 230.96 | 111900.05 | 111997.81 | 114.65 | 668.68 | 83969.73 | 85.96 | 516.71 | 55981.92 | 57.31 | 307.97 | 28018.43 | 28.68 | 227.43 | 4554484.5 | 4571113.73 | 12.909 | 558.03 | 3988430.99 | 11.263 | 555.02 | 3414514.99 | 9.642 | 488.21 | 2854924.29 | 8.062 | 360.78 | 2273755.99 | 6.421 | 322.51 | 1706573.38 | 4.819 | 284.11 | 1141335.2 | 3.223 | 246.45 | 569983.22 | 1.61 | 209 | 554.11 | 540.22 | 1.6 | 165.39 | 278.46 | 0.82 | 149.64 | 630.94 | 632.5 | 4.63 | 155.76 | 315.49 | 2.31 | 148.35 | 146.27 | 12.7 | 605.07 | 146.24 | 12.69 | 595.49 | 1883759.15 | 12.72 | 648.89 | 6182591.97 | 41.75 | 573.31 | 145.3 | 25.2 | 12.5 | 39.2 | 27.8 | 229.7 | 0 | 1 | 0 | 0 | 0 | 0 | n+0 |  | 0.89 | 0.93 | 0.94 | 0.93 | Single | 0.99 | 800 | A2 | 201.5 | 39 | 2021 |  | #REF! | #REF! | #REF! | #REF! |  | 2 | [5 empty] | AJAA
TGG | AJAA | 2.0.3 | 2021 | TGG40 | High-End | Yes | Yes | Yes | Yes | Yes | Yes | Yes | Yes | Yes | Yes | Yes | No | Yes | No | No | No | Rack | 1 U | Managed | 1 | Intel(R) Xeon(R) Platinum 8380 CPU @ 2.30GHz | 2 | 1 | 2300 | 40 | 2 | 255700 | 8 | 8 x Micron 32GB/DDR4/3200MHz(2Rx4 R-DIMM) PC4-3200AA-RB2-12 | 2 |  |  | 1 | Standard | 800 | Microsoft Corporation Microsoft Windows Server 2019 Standard | 10.0.17763 | Oracle Corporation | 1.8.0_121-b13 | Intel_Win_HS18_5 | 25.443 | 28.35 | 36.361 | 22.914 | 21.767 | 34.794 | 23.962 | 11.643 | 34.218 | 28.207 | 292.72 | 38.4 | 96028.54 | 96039.785 | 13.87 | 436.948 | 71978.31 | 10.395 | 360.397 | 48020.371 | 6.935 | 293.286 | 24051.537 | 3.473 | 179.433 | 842273.37 | 842801.993 | 14.283 | 432.752 | 631918.906 | 10.709 | 331.216 | 421133.584 | 7.137 | 264.414 | 210527.157 | 3.568 | 159.09 | 298542.13 | 297066.225 | 18.629 | 408.01 | 223772.423 | 14.033 | 417.532 | 149210.074 | 9.357 | 239.9 | 74624.779 | 4.68 | 160.23 | 155338.58 | 155426.56 | 10.32 | 408.74 | 116516.01 | 7.74 | 340.72 | 77616.93 | 5.16 | 191.95 | 38865.53 | 2.58 | 144.24 | 219941.93 | 220050.8 | 10.54 | 418.5 | 164893.65 | 7.9 | 388.82 | 109915.34 | 5.26 | 207.73 | 55026.39 | 2.63 | 151.94 | 15893.74 | 15875 | 16.25 | 416.83 | 11916.26 | 12.2 | 365.36 | 7928.98 | 8.12 | 195.27 | 3946.94 | 4.04 | 149.17 | 4632896.26 | 4635167.72 | 13.09 | 415.69 | 4065104.1 | 11.48 | 409.56 | 3468420.45 | 9.795 | 338.99 | 2892789.59 | 8.169 | 308.83 | 2316314.64 | 6.541 | 234.78 | 1744257.55 | 4.926 | 197.19 | 1156012.79 | 3.265 | 166.8 | 584539.42 | 1.651 | 139.56 | 557.51 | 554.72 | 1.64 | 102.91 | 274.92 | 0.81 | 95.42 | 635.7 | 631.47 | 4.62 | 98.04 | 322.81 | 2.36 | 95.18 | 128.07 | 11.12 | 398.5 | 128.35 | 11.14 | 390.67 | 3076996.52 | 20.78 | 428.55 | 17271813.16 | 116.63 | 398.42 | 91.9 | 27.2 | 20 | 90.9 | 38.4 | 231.2 | 0 | 1 | 0 | 0 | 0 | 0 | n+0 |  | 0.89 | 0.93 | 0.94 | 0.93 | Single | 0.99 | 800 | A2 | 117.4 | 40 | 2021 |  | #REF! | #REF! | #REF! | #REF! |  | 1 | [5 empty] | AJAA
TGG | AJAB | 2.0.2 | 2019 | TGG42 | Low-End | Yes | Yes | Yes | Yes | Yes | Yes | Yes | Yes | Yes | Yes | Yes | No | Yes | No | No | No | Rack | 2 U | Managed | 1 | Intel(R) Xeon(R) Bronze 3104 CPU @ 1.70GHz | 2 | 1 | 1700 | 6 | 1 | 94600 | 6 | 6 x 16GB 1Rx4 PC4-2666V-RC2-11 ; slots 1,3,5,8,10,12 populated | 8 |  |  | 1 | Standard | 800 | Microsoft Corporation Microsoft Windows Server 2016 Standard | 1607 | Oracle Corporation | 11.0.5+10-LTS | Intel_Win_HS18_5 | 8.091 | 5.543 | 7.019 | 4.205 | 4.215 | 17.196 | 3.868 | 23.411 | 51.838 | 29.072 | 15.386 | 9.8 | 8164.45 | 8161.408 | 1.179 | 90.293 | 6132.636 | 0.886 | 85.631 | 4060.188 | 0.586 | 79.689 | 2034.554 | 0.294 | 68.094 | 41347.12 | 41770.903 | 0.708 | 77.714 | 31030.235 | 0.526 | 73.801 | 20616.02 | 0.349 | 69.471 | 10314.513 | 0.175 | 60.428 | 13393.75 | 13649.007 | 0.856 | 71.442 | 10029.761 | 0.629 | 69.141 | 6710.374 | 0.421 | 66.555 | 3357.736 | 0.211 | 59.77 | 8483.26 | 8488.37 | 0.56 | 81.56 | 6394.29 | 0.43 | 78.86 | 4245.05 | 0.28 | 73.41 | 2136.27 | 0.14 | 64.87 | 12016.83 | 12014.33 | 0.58 | 83.48 | 9016.78 | 0.43 | 80.3 | 6023.73 | 0.29 | 74.31 | 2993.57 | 0.14 | 65.27 | 2281.56 | 2282.4 | 2.34 | 82.4 | 1718.62 | 1.76 | 79.62 | 1146.49 | 1.17 | 74.42 | 568.49 | 0.58 | 65.78 | 199289.47 | 200748.64 | 0.567 | 74.56 | 174230.98 | 0.492 | 73.32 | 148846.37 | 0.42 | 71.93 | 125308.43 | 0.354 | 70.56 | 99068.28 | 0.28 | 68.89 | 76102.91 | 0.215 | 67.13 | 50230.68 | 0.142 | 64.29 | 24792.02 | 0.07 | 59.97 | 640.06 | 634.58 | 1.88 | 59.17 | 320.84 | 0.95 | 54.81 | 549.44 | 551.1 | 4.04 | 56.07 | 275.84 | 2.02 | 54.08 | 35.3 | 3.06 | 105.57 | 35.63 | 3.09 | 106.23 | 54154.02 | 0.37 | 75.5 | 187749.61 | 1.27 | 82.4 | 52.7 | 6.2 | 34.8 | 21.1 | 9.8 | 230.7 | 0 | 1 | 0 | 0 | 0 | 0 | n+0 |  | 0.89 | 0.93 | 0.94 | 0.93 | Single | 1 | 800 | A2 | 72.5 | 42 | 2019 |  | #REF! | #REF! | #REF! | #REF! |  | 1 | [5 empty] | AJAB
TGG | AJAB | 2.0.2 | 2019 | TGG43 | Low-End | Yes | Yes | Yes | Yes | Yes | Yes | Yes | Yes | Yes | Yes | Yes | No | Yes | No | No | No | Rack | 2 U | Managed | 1 | Intel (R) Xeon(R) Platinum 8280M CPU @ 2.70GHz | 2 | 1 | 2700 | 28 | 2 | 190600 | 6 | 6 x 32GB 2Rx4 PC4-2933Y-RB2-12;slots 1,3,5,8,10,12 populated | 8 |  |  | 1 | Standard | 800 | Microsoft Corporation Microsoft Windows Server 2016 Standard | 1607 | Oracle Corporation | 11.0.5+10-LTS | Intel_Win_HS18_5 | 22.929 | 29.607 | 29.928 | 17.844 | 17.779 | 50.731 | 19.603 | 148.646 | 1916.955 | 24.03 | 121.036 | 36.9 | 64657.82 | 64616.821 | 9.332 | 346.556 | 48458.477 | 6.998 | 308.256 | 32347.066 | 4.671 | 208.311 | 16145.158 | 2.332 | 115.639 | 618155.03 | 617562.74 | 10.466 | 335.386 | 463896.329 | 7.862 | 245.333 | 309316.224 | 5.242 | 163.55 | 154423.898 | 2.617 | 109.158 | 194731.08 | 192941.13 | 12.099 | 388.853 | 146089.923 | 9.161 | 313.344 | 97282.611 | 6.101 | 192.633 | 48653.53 | 3.051 | 109.561 | 104927.32 | 105149.95 | 6.98 | 365.54 | 78588.84 | 5.22 | 309.98 | 52488.33 | 3.49 | 185.16 | 26224.76 | 1.74 | 104.05 | 137832.57 | 138009.5 | 6.61 | 319.33 | 103373.72 | 4.95 | 294.32 | 68959.44 | 3.3 | 185.73 | 34467.47 | 1.65 | 102.14 | 19812.97 | 19899.83 | 20.37 | 368.34 | 14838.33 | 15.19 | 322.54 | 9891.95 | 10.13 | 187.09 | 4932.18 | 5.05 | 107.46 | 2894396.78 | 2890268.99 | 8.162 | 304.27 | 2528219.53 | 7.14 | 283.45 | 2175308.31 | 6.143 | 254.25 | 1807418.88 | 5.104 | 225.8 | 1453578.05 | 4.105 | 197.49 | 1090854.95 | 3.081 | 167.61 | 725872.89 | 2.05 | 139.36 | 365025.74 | 1.031 | 98.01 | 5341.97 | 5451.2 | 16.11 | 78.38 | 2672.34 | 7.9 | 73.43 | 29441.7 | 30182.13 | 220.97 | 82.89 | 14730.37 | 107.84 | 78.24 | 74.79 | 6.49 | 269 | 73.68 | 6.4 | 267.34 | 1455127.53 | 9.83 | 317.16 | 5504888.06 | 37.17 | 307.11 | 51.4 | 25.2 | 533.8 | 53.9 | 36.9 | 230.2 | 0 | 1 | 0 | 0 | 0 | 0 | n+0 |  | 0.89 | 0.93 | 0.94 | 0.93 | Single | 1 | 800 | A2 | 69.5 | 43 | 2019 |  | #REF! | #REF! | #REF! | #REF! |  | 1 | [5 empty] | AJAB
TGG | AJAB | 2.0.2 | 2019 | TGG44 | High-End | Yes | Yes | Yes | Yes | Yes | Yes | Yes | Yes | Yes | Yes | Yes | No | Yes | No | No | No | Rack | 2 U | Managed | 1 | Intel(R) Xeon(R) Bronze 3104 CPU @ 1.70GHz | 2 | 2 | 1700 | 6 | 1 | 190600 | 12 | 12 x 16GB 1Rx4 PC4-2666V-RC2-11 ; slots 1,3,5,8,10,12 populated | 8 |  |  | 1 | Standard | 800 | Microsoft Corporation Microsoft Windows Server 2016 Standard | 1607 | Oracle Corporation | 11.0.5+10-LTS | Intel_Win_HS18_5 | 9.109 | 7.019 | 9.042 | 5.197 | 5.18 | 21.071 | 4.896 | 17.314 | 39.343 | 30.493 | 27.209 | 12.2 | 14989.29 | 14984.595 | 2.164 | 151.299 | 11219.583 | 1.62 | 142 | 7515.932 | 1.085 | 129.736 | 3739.849 | 0.54 | 107.114 | 81430.4 | 80990.183 | 1.373 | 123.418 | 61068.552 | 1.035 | 116.952 | 40739.358 | 0.69 | 109.848 | 20348.013 | 0.345 | 87.869 | 26727.63 | 26397.17 | 1.655 | 112.169 | 20025.323 | 1.256 | 108.3 | 13384.471 | 0.839 | 103.668 | 6702.978 | 0.42 | 87.122 | 17034.26 | 17035.02 | 1.13 | 134.43 | 12753.66 | 0.85 | 129.03 | 8517.36 | 0.57 | 120.32 | 4264.5 | 0.28 | 100.89 | 23982.29 | 24001.7 | 1.15 | 138.19 | 17965.18 | 0.86 | 131.78 | 11970.24 | 0.57 | 121.81 | 5993.76 | 0.29 | 101.74 | 4562.76 | 4558.92 | 4.67 | 136.16 | 3418.65 | 3.5 | 130.55 | 2286.7 | 2.34 | 122.77 | 1139.61 | 1.17 | 103.69 | 398330.6 | 399769.24 | 1.129 | 118.88 | 347579.58 | 0.982 | 116.63 | 298657.59 | 0.843 | 113.9 | 247336.65 | 0.698 | 110.73 | 196704.09 | 0.555 | 107.89 | 148734.82 | 0.42 | 105.01 | 99959.28 | 0.282 | 101.28 | 50976.07 | 0.144 | 93.4 | 640.95 | 636.48 | 1.88 | 84.93 | 323 | 0.95 | 70.49 | 551.75 | 553.51 | 4.05 | 75.61 | 275.35 | 2.02 | 69.8 | 62.2 | 5.4 | 177.84 | 63.25 | 5.49 | 179.27 | 98958.66 | 0.67 | 122.68 | 538121.45 | 3.63 | 133.55 | 63.7 | 7.7 | 26.1 | 28.8 | 12.2 | 230.5 | 0 | 1 | 0 | 0 | 0 | 0 | n+0 |  | 0.89 | 0.93 | 0.94 | 0.93 | Single | 1 | 800 | A2 | 91.3 | 44 | 2019 |  | #REF! | #REF! | #REF! | #REF! |  | 2 | [5 empty] | AJAB
TGG | AJAB | 2.0.2 | 2019 | TGG45 | High-End | Yes | Yes | Yes | Yes | Yes | Yes | Yes | Yes | Yes | Yes | Yes | No | Yes | No | No | No | Rack | 2 U | Managed | 1 | Intel (R) Xeon(R) Platinum 8280M CPU @ 2.70GHz | 2 | 2 | 2700 | 56 | 2 | 382600 | 12 | 12 x 32GB 2Rx4 PC4-2933Y-RB2-12;slots 1,3,5,8,10,12 populated | 8 |  |  | 1 | Standard | 800 | Microsoft Corporation Microsoft Windows Server 2016 Standard | 1607 | Oracle Corporation | 11.0.5+10-LTS | Intel_Win_HS18_5 | 15.965 | 23.607 | 25.824 | 15.07 | 15.131 | 42.964 | 17.266 | 89.905 | 1213.118 | 17.756 | 119.193 | 30.2 | 108179.94 | 107620.929 | 15.542 | 770.714 | 80448.019 | 11.618 | 693.025 | 53697.112 | 7.755 | 503.408 | 26864.499 | 3.88 | 311 | 1222129.27 | 1226435.487 | 20.784 | 806.15 | 916693.226 | 15.535 | 689.522 | 611208.557 | 10.358 | 416.628 | 305466.864 | 5.177 | 240.725 | 377660.78 | 373820.19 | 23.442 | 741.411 | 283208.634 | 17.76 | 698.25 | 188916.654 | 11.847 | 513.564 | 94394.693 | 5.919 | 246.944 | 200587.69 | 201004.66 | 13.35 | 738.04 | 150325.38 | 9.98 | 687.89 | 100350.87 | 6.67 | 490.39 | 50138.41 | 3.33 | 230.4 | 272731.93 | 273125.35 | 13.08 | 742.91 | 204686.39 | 9.8 | 675.5 | 136350.97 | 6.53 | 471.18 | 68205.71 | 3.27 | 220.4 | 38445.99 | 38513.69 | 39.43 | 742.32 | 28845.63 | 29.53 | 675.69 | 19223.49 | 19.68 | 488.61 | 9622.33 | 9.85 | 270.26 | 5697202.34 | 5697702.37 | 16.09 | 796.49 | 4981672.67 | 14.068 | 759.07 | 4272008.38 | 12.064 | 699.21 | 3566024.92 | 10.07 | 550.49 | 2854863.52 | 8.062 | 408.23 | 2139348.36 | 6.041 | 319.74 | 1433954.81 | 4.049 | 260.9 | 711795 | 2.01 | 174.14 | 5225.09 | 5311.7 | 15.69 | 125.44 | 2621.86 | 7.75 | 119.9 | 29627.01 | 30369.19 | 222.34 | 130.57 | 14826.23 | 108.55 | 125.59 | 146.18 | 12.69 | 718.9 | 147.29 | 12.79 | 715.86 | 2569351.09 | 17.35 | 795.01 | 14126723.06 | 95.39 | 800.29 | 68.6 | 20.7 | 330.2 | 46 | 30.2 | 228.9 | 0 | 1 | 0 | 0 | 0 | 0 | n+0 |  | 0.89 | 0.93 | 0.94 | 0.93 | Single | 1 | 800 | A2 | 101 | [8 empty] | 2 | [5 empty] | AJAB
TGG | AJAC | 2.0.2 | 2019 | TGG46 | Low-End | Yes | Yes | Yes | Yes | Yes | Yes | Yes | Yes | Yes | Yes | Yes | No | No | No | Yes | No | Rack | 1 U | Managed | 1 | Intel(R) Pentium(R) Gold G5420 CPU @ 3.80GHz | 1 | 1 | 3792 | 2 | 2 | 15900 | 2 | 2 x DDR4 | 6 |  |  | 1 | Redendancy | 500 | Microsoft Corporation Microsoft Windows Server 2016 Datacenter | 10.0.14393 | Oracle Corporation | 1.8.0_231-b11 | Intel_Win_HS18_5b | 7.807 | 14.027 | 8.474 | 5.787 | 6.356 | 9.76 | 5.099 | 17.899 | 34.876 | 27.617 | 25.778 | 11.9 | 5635.84 | 5631.902 | 0.813 | 63.736 | 4229.467 | 0.611 | 61.324 | 2830.801 | 0.409 | 56.706 | 1403.317 | 0.203 | 50.003 | 86514.36 | 86402.366 | 1.464 | 65.671 | 64922.72 | 1.1 | 61.441 | 43265.47 | 0.733 | 55.247 | 21590.564 | 0.366 | 50.089 | 14548.28 | 14549.113 | 0.912 | 68.507 | 10920.216 | 0.685 | 63.981 | 7248.022 | 0.455 | 56.7 | 3642.414 | 0.228 | 50.618 | 8244.43 | 8240.9 | 0.55 | 57.33 | 6192.93 | 0.41 | 53.85 | 4137.49 | 0.28 | 51.35 | 2063.61 | 0.14 | 47.69 | 12965.3 | 12966.31 | 0.62 | 59.99 | 9721.83 | 0.47 | 56.56 | 6468.22 | 0.31 | 52.47 | 3263.42 | 0.16 | 48.11 | 928.54 | 928.38 | 0.95 | 59.31 | 694.54 | 0.71 | 55.41 | 465.55 | 0.48 | 51.82 | 225.25 | 0.23 | 48.06 | 206148.73 | 205355.03 | 0.58 | 63.21 | 181901.41 | 0.514 | 60.03 | 154859.56 | 0.437 | 56.82 | 130634.97 | 0.369 | 54.6 | 102614.58 | 0.29 | 52.29 | 76307.3 | 0.215 | 50.02 | 51994.57 | 0.147 | 47.7 | 24514.09 | 0.069 | 45.45 | 376.63 | 368.82 | 1.09 | 43.69 | 188.98 | 0.56 | 43.47 | 290.61 | 287.81 | 2.11 | 43.15 | 146.68 | 1.07 | 43.11 | 19.61 | 1.7 | 61.55 | 19.58 | 1.7 | 61.63 | 186148.45 | 1.26 | 65.31 | 250290.67 | 1.69 | 65.56 | 43.5 | 7.8 | 25 | 26.7 | 11.9 | 230.8 | 0 | 1 | 0 | 0 | 0 | 0 | n+0 |  | 0.885 | 0.927 | 0.943 | 0.933 | Single | 0.97 | 290 | A2 | 87 | [8 empty] | 1 | [5 empty] | AJAC
TGG | AJAC | 2.0.2 | 2019 | TGG47 | High-End | Yes | Yes | Yes | Yes | Yes | Yes | Yes | Yes | Yes | Yes | Yes | No | No | No | Yes | No | Rack | 1 U | Managed | 1 | Intel(R) Xeon(R) E-2288G CPU @ 3.70GHz | 1 | 1 | 3696 | 8 | 2 | 31900 | 2 | 2 x DDR4,16GB | 6 |  |  | 1 | Redendancy | 500 | Microsoft Corporation Microsoft Windows Server 2016 Datacenter | 10.0.14393 | Oracle Corporation | 1.8.0_231-b11 | Intel_Win_HS18_5a | 20.517 | 27.128 | 27.03 | 18.558 | 17.946 | 27.912 | 12.936 | 90.575 | 2285.048 | 32.257 | 67.063 | 31.1 | 20289.94 | 20392.992 | 2.945 | 129.218 | 15373.018 | 2.22 | 98.654 | 10234.232 | 1.478 | 73.326 | 5110.933 | 0.738 | 43.064 | 194954.38 | 195534.564 | 3.314 | 113.202 | 146270.59 | 2.479 | 90.725 | 97411.182 | 1.651 | 52.554 | 48776.771 | 0.827 | 38.342 | 77768.31 | 77873.46 | 4.883 | 167.06 | 58270.998 | 3.654 | 133.645 | 38908.438 | 2.44 | 99.482 | 19466.146 | 1.221 | 44.831 | 34248.37 | 34069.67 | 2.26 | 100.43 | 25689.67 | 1.71 | 82.28 | 17148.98 | 1.14 | 64.16 | 8533.3 | 0.57 | 39.63 | 52210.06 | 52440.42 | 2.51 | 117.06 | 39155.58 | 1.88 | 96.08 | 26072.31 | 1.25 | 74.08 | 13077.09 | 0.63 | 42.56 | 3868.09 | 3886.61 | 3.98 | 116.36 | 2892.26 | 2.96 | 92.04 | 1946.01 | 1.99 | 71.19 | 969.11 | 0.99 | 50.31 | 543442.62 | 547913 | 1.547 | 69.62 | 473639.65 | 1.338 | 74.81 | 403881.35 | 1.141 | 68.95 | 336364.92 | 0.95 | 62.28 | 273141.09 | 0.771 | 56.08 | 203939.73 | 0.576 | 49.33 | 134477.4 | 0.38 | 41.93 | 67320.87 | 0.19 | 35.34 | 1382.92 | 1362.9 | 4.03 | 32.45 | 701.16 | 2.07 | 31.34 | 21178.53 | 21147.49 | 154.83 | 50.5 | 10589.51 | 77.53 | 45.52 | 18.18 | 1.58 | 48.95 | 18.1 | 1.57 | 48.68 | 723499.8 | 4.89 | 144.44 | 1402216.99 | 9.47 | 141.19 | 30.1 | 21 | 454.9 | 46.5 | 31.1 | 231.4 | 0 | 1 | 0 | 0 | 0 | 0 | n+0 |  | 0.885 | 0.927 | 0.943 | 0.933 | Single | 0.97 | 290 | A2 | 40 | [8 empty] | 1 | [5 empty] | AJAC
TGG | AJAD | 2.0.2 | 2019 | TGG48 | Low-End | Yes | Yes | Yes | Yes | Yes | Yes | Yes | Yes | Yes | Yes | Yes | No | Yes | No | No | No | Rack | 1 U | Managed | 1 | Intel(R) Xeon(R) Bronze 3106 CPU @ 1.70GHz | 2 | 1 | 1700 | 8 | 1 | 95700 | 6 | 6 x 16GB 1Rx4 PC4-2666V-RC1-11;slots 1,2,3,6,7,8 populated | 8 |  |  | 1 | Standard | 500 | Microsoft Corporation Microsoft Windows Server 2016 Standard | 1607 | Oracle Corporation | 11.0.5+10-LTS | Intel_Win_HS18_5 | 10.637 | 7.006 | 8.344 | 5.563 | 5.528 | 22.445 | 4.889 | 23.323 | 45.228 | 30.352 | 22.121 | 12.2 | 10905.64 | 10917.541 | 1.577 | 92.464 | 8176.535 | 1.181 | 86.704 | 5453.223 | 0.788 | 80.479 | 2726.106 | 0.394 | 69.894 | 54619.56 | 54731.864 | 0.928 | 81.721 | 40987.443 | 0.695 | 78.699 | 27302.105 | 0.463 | 73.264 | 13640.44 | 0.231 | 60.697 | 17168.33 | 17456.925 | 1.095 | 79.62 | 12917.622 | 0.81 | 77 | 8580.45 | 0.538 | 71.726 | 4294.484 | 0.269 | 60.273 | 11326.86 | 11331.62 | 0.75 | 81.83 | 8497.08 | 0.56 | 78.45 | 5664.72 | 0.38 | 74.69 | 2846.22 | 0.19 | 65.79 | 15921.37 | 15950.68 | 0.76 | 84.27 | 11953.66 | 0.57 | 80.41 | 7939.85 | 0.38 | 76.02 | 3991.57 | 0.19 | 66.02 | 3039.7 | 3044.5 | 3.12 | 83.05 | 2283.23 | 2.34 | 79.39 | 1523.68 | 1.56 | 75.5 | 751.51 | 0.77 | 69.19 | 271362.68 | 272587.07 | 0.77 | 79.92 | 235525.92 | 0.665 | 78.46 | 202516.21 | 0.572 | 77 | 170913.38 | 0.483 | 75.55 | 136393.92 | 0.385 | 74.01 | 102143.72 | 0.288 | 72.33 | 66342.56 | 0.187 | 69.24 | 33875.43 | 0.096 | 63.72 | 635.6 | 634.87 | 1.88 | 59.41 | 319.9 | 0.95 | 54.86 | 507.64 | 509.97 | 3.73 | 57.01 | 255.2 | 1.87 | 59.81 | 37.31 | 3.24 | 109.33 | 39.16 | 3.4 | 109.33 | 82481.82 | 0.56 | 80.48 | 270436.69 | 1.83 | 82.55 | 52.6 | 8 | 32.5 | 25.9 | 12.2 | 230.7 | 0 | 1 | 0 | 0 | 0 | 0 | n+0 |  | 0.89 | 0.93 | 0.9452 | 0.937 | Single | 0.99 | 500 | A2 | 55.7 | [8 empty] | 1 | [5 empty] | AJAD
TGG | AJAD | 2.0.2 | 2019 | TGG49 | High-End | Yes | Yes | Yes | Yes | Yes | Yes | Yes | Yes | Yes | Yes | Yes | No | Yes | No | No | No | Rack | 1 U | Managed | 1 | Intel(R) Xeon(R) Gold 6252 CPU @ 2.10GHz | 2 | 1 | 2100 | 24 | 2 | 191700 | 6 | 6 x 32GB 2Rx4 PC4-2933V-RB2-12;slots 1,2,3,6,7,8 populated | 8 |  |  | 1 | Standard | 800 | Microsoft Corporation Microsoft Windows Server 2016 Standard | 1607 | Oracle Corporation | 11.0.5+10-LTS | Intel_Win_HS18_5 | 19.415 | 27.498 | 28.236 | 15.441 | 14.535 | 45.596 | 15.472 | 136.149 | 1691.627 | 25.189 | 121.083 | 33.7 | 47523.04 | 47117.623 | 6.805 | 230.052 | 35526.649 | 5.131 | 229.13 | 23688.305 | 3.421 | 191.782 | 11870.659 | 1.714 | 142.556 | 577641.16 | 576043.438 | 9.762 | 246.481 | 433224.684 | 7.342 | 243.311 | 288861.256 | 4.895 | 188.511 | 144455.213 | 2.448 | 132.878 | 145435.27 | 146499.176 | 9.187 | 213.838 | 109113.037 | 6.842 | 211.973 | 72730.828 | 4.561 | 176.471 | 36329.476 | 2.278 | 128.455 | 75807.18 | 75724.45 | 5.03 | 213.74 | 56861.19 | 3.78 | 208.19 | 37827.78 | 2.51 | 176.7 | 18970.71 | 1.26 | 134.5 | 97541.64 | 97768.42 | 4.68 | 216.6 | 73116.4 | 3.5 | 201.18 | 48759.02 | 2.33 | 174.69 | 24326.38 | 1.17 | 131.12 | 14479.4 | 14832.45 | 15.18 | 215.93 | 10888.93 | 11.15 | 206.69 | 7232.01 | 7.4 | 174.33 | 3615.89 | 3.7 | 137.92 | 2241561.14 | 2235768.67 | 6.314 | 233.87 | 1960909.02 | 5.538 | 230.42 | 1674188.13 | 4.728 | 226.54 | 1399070.2 | 3.951 | 212.89 | 1118224.76 | 3.158 | 196.6 | 842099.08 | 2.378 | 178.22 | 561984.1 | 1.587 | 156.12 | 281047.26 | 0.794 | 132.34 | 5489.97 | 5555.2 | 16.41 | 86.85 | 2751.93 | 8.13 | 82.9 | 35519.64 | 35423.6 | 259.34 | 128.31 | 17764.78 | 130.06 | 91.87 | 72.02 | 6.25 | 246.68 | 71.78 | 6.23 | 248.9 | 1081833.3 | 7.31 | 238.5 | 4268479.36 | 28.82 | 238.04 | 56.1 | 21.9 | 479.9 | 55.2 | 33.7 | 230.4 | 0 | 1 | 0 | 0 | 0 | 0 | n+0 |  | 0.89 | 0.93 | 0.94 | 0.93 | Single | 1 | 800 | A2 | 69.1 | 49 | 2019 |  | #REF! | #REF! | #REF! | #REF! |  | 1 | [5 empty] | AJAD
TGG | AJAD | 2.0.2 | 2019 | TGG50 | Low-End | Yes | Yes | Yes | Yes | Yes | Yes | Yes | Yes | Yes | Yes | Yes | No | Yes | No | No | No | Rack | 1 U | Managed | 1 | Intel(R) Xeon(R) Bronze 3106 CPU @ 1.70GHz | 2 | 2 | 1700 | 8 | 1 | 191700 | 12 | 12 x 16GB 1Rx4 PC4-2666V-RC1-11;slots 1,2,3,6,7,8 populated | 8 |  |  | 1 | Standard | 500 | Microsoft Corporation Microsoft Windows Server 2016 Standard | 1607 | Oracle Corporation | 11.0.5+10-LTS | Intel_Win_HS18_5 | 11.777 | 8.717 | 11.09 | 6.769 | 6.75 | 27.28 | 5.969 | 17.358 | 37.106 | 33.336 | 37.611 | 15.1 | 20014.07 | 20031.986 | 2.893 | 155.738 | 15047.64 | 2.173 | 145.319 | 10024.412 | 1.448 | 133.562 | 5004.414 | 0.723 | 113.131 | 108768.17 | 109530.376 | 1.856 | 137.096 | 81509.088 | 1.381 | 131.319 | 54301.468 | 0.92 | 120.682 | 27223.874 | 0.461 | 86.779 | 36406.57 | 37062.377 | 2.324 | 132.835 | 27280.91 | 1.711 | 127.695 | 18156.737 | 1.139 | 116.491 | 9081.184 | 0.569 | 86.252 | 22514.42 | 22494.75 | 1.49 | 136 | 16886.69 | 1.12 | 129.97 | 11270.64 | 0.75 | 123.15 | 5635.25 | 0.37 | 102.71 | 31963.72 | 32018.15 | 1.53 | 140.72 | 23882.07 | 1.14 | 133.78 | 15968.81 | 0.77 | 125.5 | 7981.92 | 0.38 | 104.43 | 6077.83 | 6088.06 | 6.23 | 138.4 | 4566.65 | 4.68 | 131.94 | 3042.49 | 3.12 | 124.66 | 1505.57 | 1.54 | 110.95 | 542730.82 | 545333.47 | 1.54 | 133.72 | 473962.81 | 1.338 | 130.96 | 405949.94 | 1.146 | 127.87 | 341439.9 | 0.964 | 125.24 | 272115.71 | 0.768 | 122.33 | 204941.91 | 0.579 | 117.07 | 135558.22 | 0.383 | 112.26 | 68056.39 | 0.192 | 102.66 | 633.32 | 637.95 | 1.89 | 83.34 | 317.18 | 0.94 | 70.35 | 516.43 | 514.83 | 3.77 | 74.18 | 255.91 | 1.87 | 69.15 | 72.27 | 6.27 | 186.86 | 71.61 | 6.22 | 187.77 | 157917.32 | 1.07 | 133.92 | 770270.22 | 5.2 | 138.29 | 62.8 | 9.8 | 25.4 | 35.4 | 15.1 | 230.7 | 0 | 1 | 0 | 0 | 0 | 0 | n+0 |  | 0.89 | 0.93 | 0.9452 | 0.937 | Single | 0.99 | 500 | A2 | 72.8 | 50 | 2019 |  | #REF! | #REF! | #REF! | #REF! |  | 2 | [5 empty] | AJAD
TGG | AJAD | 2.0.2 | 2019 | TGG51 | High-End |  | Yes | Yes | Yes | Yes | Yes | Yes | Yes | Yes | Yes | Yes | No | Yes | No | No | No | Rack | 1 U | Managed | 1 | Intel(R) Xeon(R) Gold 6252 CPU @ 2.10GHz | 2 | 2 | 2100 | 24 | 2 | 383700 | 12 | 12 x 32GB 2Rx4 PC4-2933V-RB2-12;slots 1,2,3,6,7,8 populated | 8 |  |  | 1 | Standard | 800 | Microsoft Corporation Microsoft Windows Server 2016 Standard | 1607 | Oracle Corporation | 11.0.5+10-LTS | Intel_Win_HS18_5 | 18.278 | 28.11 | 29.611 | 16.146 | 15.33 | 48.17 | 16.495 | 85.692 | 1085.83 | 25.283 | 166.984 | 35.3 | 84653.3 | 84517.339 | 12.206 | 464.903 | 63547.768 | 9.177 | 446.006 | 42339.674 | 6.115 | 355.287 | 21135.146 | 3.052 | 254.255 | 1109695.31 | 1103333.981 | 18.698 | 485.394 | 832125.663 | 14.102 | 482.69 | 554853.705 | 9.403 | 346.265 | 277361.499 | 4.7 | 230.068 | 284414.51 | 289320.859 | 18.143 | 400.806 | 213155.37 | 13.367 | 424.187 | 142205.629 | 8.918 | 327.71 | 71018.784 | 4.454 | 224.861 | 150515.44 | 150376.22 | 9.99 | 426.54 | 112905.69 | 7.5 | 414.37 | 75183.19 | 4.99 | 325.63 | 37630.52 | 2.5 | 238.97 | 194987.14 | 195302.89 | 9.35 | 438.1 | 146188.45 | 7 | 390.93 | 97417 | 4.66 | 322.99 | 48704.22 | 2.33 | 232.98 | 28653.78 | 28498.67 | 29.17 | 403.72 | 21520.4 | 22.03 | 391.33 | 14341.17 | 14.68 | 328.4 | 7144.07 | 7.31 | 247.04 | 4470166.8 | 4458056.6 | 12.589 | 446.28 | 3903120.49 | 11.022 | 440.57 | 3359821.49 | 9.488 | 429.49 | 2791299.91 | 7.883 | 402.4 | 2227676.39 | 6.291 | 367.36 | 1673365.18 | 4.726 | 328.83 | 1115867.9 | 3.151 | 286.04 | 559045.59 | 1.579 | 238.52 | 5409.26 | 5438.46 | 16.07 | 135.61 | 2720.15 | 8.04 | 129.68 | 30601.37 | 31352.21 | 229.54 | 160.37 | 15287.98 | 111.93 | 135.88 | 140.43 | 12.19 | 477.47 | 142.5 | 12.37 | 494.05 | 1977714.29 | 13.35 | 473.37 | 11142872.56 | 75.24 | 450.59 | 73.5 | 22.6 | 305 | 65 | 35.3 | 229.9 | 0 | 1 | 0 | 0 | 0 | 0 | n+0 |  | 0.89 | 0.93 | 0.94 | 0.93 | Single | 1 | 800 | A2 | 78.5 | 51 | 2019 |  | #REF! | #REF! | #REF! | #REF! |  | 2 | [5 empty] | AJAD
TGG | AJAH | 2.0.2 | 2019 | TGG52 | Low-End | Yes | Yes | Yes | Yes | Yes | Yes | Yes | Yes | Yes | Yes | Yes | No | Yes | No | No | No | Rack | 2 U | Managed | 1 | Intel (R) Xeon(R) Bronze 3106 CPU @ 1.70GHz | 2 | 1 | 1700 | 8 | 1 | 95700 | 6 | 6 x 16GB 1Rx4 PC4-2666V-RC1-11;slots 1,2,3,6,7,8 populated | 8 |  |  | 1 | Standard | 500 | Microsoft Corporation Microsoft Windows Server 2016 Standard | 1607 | Oracle Corporation | 11.0.5+10-LTS | Intel_Win_HS18_5 | 10.589 | 6.962 | 8.6 | 5.508 | 5.508 | 22.275 | 4.853 | 25.399 | 53.453 | 30.436 | 23.312 | 12.4 | 10900.22 | 10908.162 | 1.575 | 92.509 | 8184.284 | 1.182 | 86.817 | 5435.707 | 0.785 | 80.673 | 2718.475 | 0.393 | 70.439 | 54826.16 | 55114.853 | 0.934 | 82.372 | 41171.9 | 0.698 | 79.418 | 27426.507 | 0.465 | 74.303 | 13682.184 | 0.232 | 61.521 | 17857.82 | 18345.85 | 1.15 | 80.396 | 13360.81 | 0.838 | 77.375 | 8931.355 | 0.56 | 73.419 | 4477.474 | 0.281 | 60.682 | 11313.16 | 11309.98 | 0.75 | 82.25 | 8516.7 | 0.57 | 79.06 | 5673.38 | 0.38 | 75.45 | 2831.45 | 0.19 | 66.68 | 16004.09 | 15936.77 | 0.76 | 84.74 | 11992.3 | 0.57 | 80.86 | 8033.24 | 0.39 | 76.67 | 4002.06 | 0.19 | 66.77 | 3040.01 | 3043.46 | 3.12 | 83.44 | 2283.25 | 2.34 | 79.99 | 1517.75 | 1.55 | 76.13 | 755.53 | 0.77 | 69.97 | 269528.3 | 270723.4 | 0.765 | 80.52 | 237345.98 | 0.67 | 79.19 | 202408.36 | 0.572 | 77.74 | 170170.63 | 0.481 | 76.29 | 134724.16 | 0.38 | 74.66 | 102347.55 | 0.289 | 72.75 | 67993.67 | 0.192 | 69.8 | 33708.34 | 0.095 | 64.18 | 692.35 | 690.78 | 2.04 | 59.4 | 349.24 | 1.03 | 54.96 | 569.52 | 572.7 | 4.19 | 56.18 | 283.92 | 2.08 | 54.29 | 37.5 | 3.26 | 109.07 | 39.05 | 3.39 | 109.21 | 92088.64 | 0.62 | 81.14 | 285918.15 | 1.93 | 82.82 | 52.7 | 8 | 36.8 | 26.6 | 12.4 | 230.4 | 0 | 1 | 0 | 0 | 0 | 0 | n+0 |  | 0.89 | 0.93 | 0.9452 | 0.937 | Single | 0.99 | 500 | A2 | 55.7 | 52 | 2019 |  | #REF! | #REF! | #REF! | #REF! |  | 1 | [5 empty] | AJAH
TGG | AJAH | 2.0.2 | 2019 | TGG53 | High-End | Yes | Yes | Yes | Yes | Yes | Yes | Yes | Yes | Yes | Yes | Yes | No | Yes | No | No | No | Rack | 2 U | Managed | 1 | Intel (R) Xeon(R) Gold 6252 CPU @ 2.10GHz | 2 | 1 | 2100 | 24 | 2 | 191700 | 6 | 6 x 32GB 2Rx4 PC4-2933Y-RB2-12;slots 1,2,3,6,7,8 populated | 8 |  |  | 1 | Standard | 800 | Microsoft Corporation Microsoft Windows Server 2016 Standard | 1607 | Oracle Corporation | 11.0.5+10-LTS | Intel_Win_HS18_5 | 19.496 | 27.739 | 27.555 | 15.336 | 14.592 | 45.559 | 16.03 | 137.916 | 1618.763 | 24.429 | 119.428 | 33.5 | 48799.92 | 48758.34 | 7.042 | 246.416 | 36533.949 | 5.276 | 237.222 | 24336.637 | 3.515 | 193.837 | 12203.197 | 1.762 | 140.566 | 591411.78 | 593254.623 | 10.054 | 261.362 | 443891.64 | 7.523 | 252.159 | 295724.384 | 5.012 | 186.956 | 147813.286 | 2.505 | 130.16 | 145436.59 | 144162.927 | 9.04 | 230.86 | 109136.736 | 6.844 | 215.155 | 72844.767 | 4.568 | 176.882 | 36362.304 | 2.28 | 127.236 | 75939.81 | 75923.56 | 5.04 | 230.89 | 56950.02 | 3.78 | 207.69 | 37912.26 | 2.52 | 175.1 | 18990.87 | 1.26 | 130.44 | 97365.19 | 97625.41 | 4.67 | 221.02 | 72992.67 | 3.5 | 201.19 | 48626.47 | 2.33 | 172.36 | 24336.32 | 1.17 | 127.52 | 14846.83 | 14930.96 | 15.29 | 233.64 | 11121.95 | 11.39 | 209.13 | 7419.9 | 7.6 | 175.61 | 3716.99 | 3.81 | 136.07 | 2341318.92 | 2338925.04 | 6.605 | 249.3 | 2052070.51 | 5.795 | 244.84 | 1753700.19 | 4.952 | 229.62 | 1463587.99 | 4.133 | 214.66 | 1169445.16 | 3.302 | 197.16 | 882544.03 | 2.492 | 176.07 | 585758.69 | 1.654 | 152.37 | 292772.53 | 0.827 | 127.11 | 5422.5 | 5424.31 | 16.03 | 84.38 | 2712.13 | 8.01 | 80.02 | 35777.03 | 35825.52 | 262.29 | 122.4 | 17890.49 | 130.98 | 107.11 | 71.93 | 6.24 | 252.04 | 71.66 | 6.22 | 258.2 | 1130602.98 | 7.63 | 255.52 | 4464837.9 | 30.15 | 252.44 | 54.5 | 21.9 | 472.5 | 54 | 33.5 | 230.3 | 0 | 1 | 0 | 0 | 0 | 0 | n+0 |  | 0.89 | 0.93 | 0.94 | 0.93 | Single | 1 | 800 | A2 | 69.1 | 53 | 2019 |  | #REF! | #REF! | #REF! | #REF! |  | 1 | [5 empty] | AJAH
TGG | AJAH | 2.0.2 | 2019 | TGG54 | Low-End | Yes | Yes | Yes | Yes | Yes | Yes | Yes | Yes | Yes | Yes | Yes | No | Yes | No | No | No | Rack | 2 U | Managed | 1 | Intel (R) Xeon(R) Bronze 3106 CPU @ 1.70GHz | 2 | 2 | 1700 | 8 | 1 | 191700 | 12 | 12 x 16GB 1Rx4 PC4-2666V-RC1-11;slots 1,2,3,6,7,8 populated | 8 |  |  | 1 | Standard | 500 | Microsoft Corporation Microsoft Windows Server 2016 Standard | 1607 | Oracle Corporation | 11.0.5+10-LTS | Intel_Win_HS18_5 | 11.629 | 8.484 | 10.623 | 6.653 | 6.656 | 26.917 | 5.856 | 18.314 | 39.535 | 33.049 | 36.854 | 14.9 | 20034.55 | 20050.274 | 2.896 | 157.264 | 15061.249 | 2.175 | 146.726 | 10012.815 | 1.446 | 135.253 | 5012.426 | 0.724 | 115.505 | 107556.75 | 107562.158 | 1.823 | 139.029 | 80713.444 | 1.368 | 133.196 | 53736.84 | 0.911 | 122.179 | 26922.774 | 0.456 | 88.374 | 35754.05 | 35186.469 | 2.207 | 135.024 | 26803.004 | 1.681 | 130.02 | 17848.467 | 1.119 | 117.835 | 8906.204 | 0.559 | 87.993 | 22553.45 | 22550.05 | 1.5 | 137.86 | 16910.5 | 1.12 | 131.86 | 11268.65 | 0.75 | 125.3 | 5619.08 | 0.37 | 105.29 | 31997.94 | 32039.45 | 1.53 | 142.62 | 24019.01 | 1.15 | 135.47 | 15976.93 | 0.77 | 127.6 | 7979.64 | 0.38 | 106.53 | 6079.89 | 6084.64 | 6.23 | 140.26 | 4561.67 | 4.67 | 133.85 | 3038.3 | 3.11 | 126.72 | 1527.94 | 1.56 | 113.32 | 542906.24 | 546121.66 | 1.542 | 136.03 | 476678.73 | 1.346 | 133.4 | 407565.75 | 1.151 | 130.46 | 343061.99 | 0.969 | 127.63 | 271213.18 | 0.766 | 124.5 | 202177.68 | 0.571 | 119.62 | 138594.39 | 0.391 | 115.21 | 66929.84 | 0.189 | 104.4 | 703.58 | 692.3 | 2.05 | 85.59 | 346.38 | 1.02 | 72.92 | 572.09 | 567.52 | 4.16 | 76.9 | 283.17 | 2.07 | 71.66 | 72.15 | 6.26 | 188.8 | 72.23 | 6.27 | 190.43 | 150658.33 | 1.02 | 135.98 | 768188.4 | 5.19 | 140.75 | 64.9 | 9.6 | 26.9 | 34.9 | 14.9 | 229.9 | 0 | 1 | 0 | 0 | 0 | 0 | n+0 |  | 0.89 | 0.93 | 0.9452 | 0.937 | Single | 0.99 | 500 | A2 | 72.8 | 54 | 2019 |  | #REF! | #REF! | #REF! | #REF! |  | 2 | [5 empty] | AJAH
TGG | AJAH | 2.0.2 | 2019 | TGG55 | High-End | Yes | Yes | Yes | Yes | Yes | Yes | Yes | Yes | Yes | Yes | Yes | No | Yes | No | No | No | Rack | 2 U | Managed | 1 | Intel (R) Xeon(R) Gold 6252 CPU @ 2.10GHz | 2 | 2 | 2100 | 24 | 2 | 383700 | 12 | 12 x 32GB 2Rx4 PC4-2933Y-RB2-12;slots 1,2,3,6,7,8 populated | 8 |  |  | 1 | Standard | 800 | Microsoft Corporation Microsoft Windows Server 2016 Standard | 1607 | Oracle Corporation | 11.0.5+10-LTS | Intel_Win_HS18_5 | 16.606 | 25.712 | 26.407 | 14.545 | 14.082 | 42.809 | 16.101 | 87.81 | 1129.843 | 21.875 | 147.413 | 32 | 86868.23 | 86739.453 | 12.527 | 572.903 | 65123.064 | 9.405 | 544.606 | 43369.518 | 6.263 | 384.729 | 21737.37 | 3.139 | 253.784 | 1131883.71 | 1131638.102 | 19.178 | 604.394 | 848772.484 | 14.384 | 578.213 | 565787.131 | 9.588 | 360.555 | 283124.196 | 4.798 | 230.448 | 290044.14 | 289797.267 | 18.173 | 540.187 | 217578.964 | 13.644 | 508.3 | 145129.1 | 9.101 | 339.49 | 72558.127 | 4.55 | 226.532 | 151488.88 | 151574.01 | 10.07 | 544.1 | 113620.85 | 7.55 | 487.89 | 75753.77 | 5.03 | 339.94 | 37919.53 | 2.52 | 238.31 | 195532 | 195841.83 | 9.38 | 530.08 | 146694.73 | 7.02 | 451.56 | 97743.21 | 4.68 | 331.72 | 48905.03 | 2.34 | 231.09 | 29650.35 | 29661.82 | 30.37 | 548.8 | 22233.78 | 22.76 | 484.27 | 14804.8 | 15.16 | 360.42 | 7409.72 | 7.59 | 246.98 | 4613714.31 | 4612971.89 | 13.027 | 524.51 | 4041253.58 | 11.412 | 520.95 | 3475639.33 | 9.815 | 476.33 | 2887387.93 | 8.154 | 427.01 | 2307402.15 | 6.516 | 377.76 | 1733648.1 | 4.896 | 328.24 | 1148451.53 | 3.243 | 279.75 | 577479.58 | 1.631 | 230.58 | 5382.72 | 5465.37 | 16.15 | 131.78 | 2690.59 | 7.95 | 126.34 | 29727.66 | 30617.96 | 224.16 | 144.2 | 14847.56 | 108.7 | 132.37 | 142.94 | 12.41 | 544.18 | 142.38 | 12.36 | 588.91 | 2009017.51 | 13.57 | 581.65 | 11486579.88 | 77.56 | 526.16 | 71.2 | 20.6 | 315 | 56.8 | 32 | 229.6 | 0 | 1 | 0 | 0 | 0 | 0 | n+0 |  | 0.89 | 0.93 | 0.94 | 0.93 | Single | 1 | 800 | A2 | 78.5 | 55 | 2019 |  | #REF! | #REF! | #REF! | #REF! |  | 2 | [5 empty] | AJAH
TGG | AJAE | 2.0.2 | 2020 | TGG56 | Low-End | Yes | Yes | Yes | Yes | Yes | Yes | Yes | Yes | Yes | Yes | Yes | No | Yes | No | No | No | Rack | 1 U | Managed | 1 | AMD EPYC 7262 8-Core Processor | 1 | 1 | 3200 | 8 | 2 | 127800 | 8 | 8 x DDR4, 16GB | 8 |  |  | 1 | Standard | 800 | Microsoft Corporation Microsoft Windows Server 2019 Standard | 10.0.17763 | OpenJDK | 11.0.2+9 | AMD_EPYC_Win_OJDK11_1 | 12.438 | 22.224 | 22.441 | 13.86 | 11.687 | 231.224 | 12.321 | 10.445 | 17.412 | 37.02 | 105.56 | 29.7 | 17996.31 | 18026.611 | 2.603 | 137.835 | 13444.448 | 1.942 | 123.384 | 8962.728 | 1.294 | 106.608 | 4484.571 | 0.648 | 97.638 | 323035.27 | 325049.677 | 5.509 | 167.754 | 242259.903 | 4.106 | 151.965 | 161524.415 | 2.737 | 130.554 | 80725.181 | 1.368 | 104.307 | 75985.82 | 75320.83 | 4.723 | 149.157 | 57019.623 | 3.576 | 126.642 | 38000.41 | 2.383 | 104.453 | 18960.404 | 1.189 | 95.638 | 39237.45 | 39244.34 | 2.61 | 116.1 | 29465.7 | 1.96 | 110.81 | 19613.9 | 1.3 | 98.32 | 9827.88 | 0.65 | 92.92 | 47580.92 | 47648.92 | 2.28 | 124.38 | 35625.66 | 1.71 | 115.45 | 23802.47 | 1.14 | 100.34 | 11920.51 | 0.57 | 94.13 | 43550.11 | 43664.62 | 44.7 | 122.11 | 32699.58 | 33.48 | 113.39 | 21755.84 | 22.27 | 100.32 | 10875.5 | 11.13 | 93.44 | 1066383.34 | 1066999.85 | 3.013 | 142.95 | 930061.23 | 2.626 | 133.43 | 804080.77 | 2.271 | 127.86 | 664789.29 | 1.877 | 119.52 | 535190.68 | 1.511 | 109.61 | 399646.22 | 1.129 | 102.95 | 266643.57 | 0.753 | 97.86 | 132014.41 | 0.373 | 94.48 | 419.23 | 411.13 | 1.22 | 84.83 | 214.85 | 0.64 | 83.33 | 267.11 | 267.34 | 1.96 | 77.52 | 132.13 | 0.97 | 80.57 | 71.89 | 6.24 | 168.74 | 71.67 | 6.22 | 167.86 | 620803.18 | 4.19 | 137.01 | 2186172.12 | 14.76 | 139.85 | 73.2 | 22.4 | 13.5 | 62.5 | 29.7 | 231.5 | 0 | 1 | 0 | 0 | 0 | 0 | n+0 |  | 0.91 | 0.93 | 0.95 | 0.93 | Single | 1 | 800 | A2 | 75.4 | 56 | 2020 |  | #REF! | #REF! | #REF! | #REF! |  | 1 | [5 empty] | AJAE
TGG | AJAE | 2.0.2 | 2020 | TGG57 | High-End | Yes | Yes | Yes | Yes | Yes | Yes | Yes | Yes | Yes | Yes | Yes | No | Yes | No | No | No | Rack | 1 U | Managed | 1 | AMD EPYC 7702P 64-Core Processor | 1 | 1 | 2000 | 64 | 2 | 255800 | 8 | 8 x DDR4, 32GB | 8 |  |  | 2 | Redendant | 800 | Microsoft Corporation Microsoft Windows Server 2019 Standard | 10.0.17763 | OpenJDK | 11.0.2+9 | AMD_EPYC_Win_OJDK11_1 | 29.375 | 31.303 | 62.174 | 43.341 | 35.201 | 715.616 | 29.925 | 30.756 | 761.533 | 30.038 | 357.844 | 71.4 | 87314.22 | 87401.875 | 12.622 | 303.088 | 65482.507 | 9.457 | 262.299 | 43717.311 | 6.314 | 228.962 | 21814.854 | 3.15 | 175.172 | 772530.7 | 773064.509 | 13.101 | 284.193 | 579616.993 | 9.823 | 245.923 | 386395.093 | 6.548 | 220.238 | 193169.528 | 3.274 | 186.662 | 375134.59 | 382186.189 | 23.967 | 277.626 | 281272.379 | 17.638 | 233.012 | 187687.839 | 11.77 | 189.711 | 93849.154 | 5.885 | 159.675 | 196808.11 | 197037.99 | 13.09 | 191.66 | 147590.42 | 9.8 | 175.04 | 98379.33 | 6.53 | 158.94 | 49273.45 | 3.27 | 145.79 | 240505.57 | 240650.29 | 11.52 | 217.16 | 180361.47 | 8.64 | 192.79 | 120331.98 | 5.76 | 169.56 | 60172.35 | 2.88 | 151.51 | 219307.38 | 219931.99 | 225.14 | 205.47 | 164476.4 | 168.37 | 183.29 | 109721.66 | 112.32 | 163.46 | 54803.83 | 56.1 | 147.97 | 5031340.55 | 5022891.48 | 14.184 | 292.29 | 4398204.61 | 12.42 | 281.56 | 3779329.78 | 10.673 | 267.02 | 3149601.75 | 8.894 | 249.26 | 2516431.88 | 7.106 | 229.77 | 1890047.77 | 5.337 | 197.17 | 1259610.44 | 3.557 | 167.6 | 624871.59 | 1.765 | 148.85 | 1750.83 | 1732.26 | 5.12 | 122.86 | 875.83 | 2.59 | 113.96 | 18140.54 | 17974.68 | 131.6 | 123.37 | 9078.73 | 66.47 | 122.26 | 90.54 | 7.86 | 259.83 | 90.4 | 7.85 | 263.06 | 3344072.64 | 22.58 | 304.94 | 15905144.07 | 107.4 | 300.13 | 93 | 56.6 | 153 | 103.7 | 71.4 | 230.2 | 0 | 1 | 0 | 0 | 0 | 0 | 1+1 |  | 0.91 | 0.93 | 0.95 | 0.93 | Single | 1 | 800 | A2 | 92 | 57 | 2020 |  | #REF! | #REF! | #REF! | #REF! |  | 1 | [5 empty] | AJAE
TGG | AJAF | 2.0.2 | 2020 | TGG58 | Low-End | Yes | Yes | Yes | Yes | Yes | Yes | Yes | Yes | Yes | Yes | Yes | No | Yes | No | No | No | Rack | 1 U | Managed | 1 | Intel(R) Xeon(R) Bronze 3104 CPU @ 1.70GHz | 2 | 1 | 1696 | 6 | 1 | 95700 | 6 | 6 x DDR4, 16GB | 8 |  |  | 2 | Standard | 800 | Microsoft Corporation Microsoft Windows Server 2019 Datacenter | 10.0.17763 | Oracle Corporation | 1.8.0_121-b13 | Intel_Win_HS18_3 | 6.774 | 8.561 | 7.132 | 4.034 | 3.837 | 7.722 | 6.082 | 13.443 | 25.639 | 25.319 | 62.649 | 11.3 | 6654.42 | 6680.102 | 0.965 | 85.237 | 4827.097 | 0.697 | 81.586 | 3231.352 | 0.467 | 75.349 | 1615.864 | 0.233 | 66.39 | 71680.07 | 72720.243 | 1.232 | 87.617 | 53788.632 | 0.912 | 83.811 | 35853.414 | 0.608 | 80.108 | 17913.687 | 0.304 | 65.562 | 14920 | 14631.192 | 0.918 | 78.409 | 11173.052 | 0.701 | 76.505 | 7449.759 | 0.467 | 73.013 | 3723.236 | 0.233 | 61.88 | 7843.5 | 7672.77 | 0.51 | 75.72 | 5883.83 | 0.39 | 74.08 | 3933.02 | 0.26 | 71.99 | 1975.65 | 0.13 | 63.83 | 10395.29 | 10703.87 | 0.51 | 77.15 | 7790.16 | 0.37 | 75.3 | 5209.32 | 0.25 | 73.29 | 2592.38 | 0.12 | 64.14 | 993.05 | 988 | 1.01 | 76.49 | 746.21 | 0.76 | 75.64 | 488.06 | 0.5 | 72.05 | 250.89 | 0.26 | 66.89 | 351249.24 | 348140.49 | 0.983 | 86.19 | 307104.4 | 0.867 | 84.39 | 262078.16 | 0.74 | 82.09 | 219072.91 | 0.619 | 80.58 | 174829.78 | 0.494 | 75.62 | 130201.63 | 0.368 | 73.32 | 88050.35 | 0.249 | 69.41 | 44622.57 | 0.126 | 64.09 | 358.1 | 360.97 | 1.07 | 56.95 | 179.68 | 0.53 | 55.01 | 281.44 | 281.58 | 2.06 | 54.88 | 139.07 | 1.02 | 58.18 | 30.55 | 2.65 | 104.94 | 30.92 | 2.68 | 105.79 | 230999.56 | 1.56 | 85.42 | 797884.27 | 5.39 | 86 | 54.9 | 6.1 | 18.6 | 39.8 | 11.3 | 231 | 0 | 1 | 0 | 0 | 0 | 0 | 1+1 |  | 0.89 | 0.93 | 0.94 | 0.93 | Single | 0.99 | 800 | A2 | 55.2 | 58 | 2020 |  | #REF! | #REF! | #REF! | #REF! |  | 1 | [5 empty] | AJAF
TGG | AJAF | 2.0.2 | 2020 | TGG59 | Low-End | Yes | Yes | Yes | Yes | Yes | Yes | Yes | Yes | Yes | Yes | Yes | No | Yes | No | No | No | Rack | 1 U | Managed | 1 | Intel(R) Xeon(R) Bronze 3104 CPU @ 1.70GHz | 2 | 2 | 1696 | 6 | 1 | 191700 | 12 | 12 x DDR4, 16GB | 8 |  |  | 2 | Standard | 800 | Microsoft Corporation Microsoft Windows Server 2019 Datacenter | 10.0.17763 | Oracle Corporation | 1.8.0_121-b13 | Intel_Win_HS18_3 | 7.384 | 9.251 | 7.843 | 4.469 | 4.302 | 8.532 | 6.666 | 7.613 | 18.789 | 26.527 | 96.403 | 12.6 | 13125.58 | 13112.029 | 1.894 | 155.202 | 9737.836 | 1.406 | 148.368 | 6503.713 | 0.939 | 140.262 | 3253.768 | 0.47 | 122.429 | 140014.38 | 140849.226 | 2.387 | 159.006 | 103884.349 | 1.761 | 152.453 | 70062.718 | 1.187 | 143.029 | 35010.307 | 0.593 | 116.575 | 29609.22 | 29609.795 | 1.857 | 145.963 | 22198.621 | 1.392 | 140.797 | 14825.505 | 0.93 | 134.768 | 7423.287 | 0.466 | 106.769 | 15897.08 | 15909.56 | 1.06 | 140.74 | 11935.98 | 0.79 | 137.01 | 7933.02 | 0.53 | 132.87 | 3974.65 | 0.26 | 113.98 | 21593.62 | 21618.18 | 1.04 | 143.69 | 16016.66 | 0.77 | 140.47 | 10785.78 | 0.52 | 134.82 | 5414.04 | 0.26 | 113.97 | 2015.27 | 1975.62 | 2.02 | 142.01 | 1520.69 | 1.56 | 138.03 | 1017.75 | 1.04 | 133.78 | 508.1 | 0.52 | 122.76 | 705314.42 | 701973.1 | 1.982 | 157.84 | 618976.9 | 1.748 | 154.11 | 525929.28 | 1.485 | 149.76 | 445640.51 | 1.258 | 145.56 | 349297.96 | 0.986 | 140.77 | 265631.64 | 0.75 | 134.58 | 176048.8 | 0.497 | 128.41 | 87119.68 | 0.246 | 116.5 | 295.94 | 294.64 | 0.87 | 85.99 | 151.96 | 0.45 | 78.43 | 286.93 | 283.84 | 2.08 | 80.5 | 143.61 | 1.05 | 76.89 | 57.91 | 5.03 | 189.48 | 58.52 | 5.08 | 191.51 | 460457.25 | 3.11 | 153.99 | 2236505.44 | 15.1 | 156.65 | 76.4 | 6.7 | 12 | 50.6 | 12.6 | 230.9 | 0 | 1 | 0 | 0 | 0 | 0 | 1+1 |  | 0.89 | 0.93 | 0.94 | 0.93 | Single | 0.99 | 800 | A2 | 82 | 59 | 2020 |  | #REF! | #REF! | #REF! | #REF! |  | 2 | [5 empty] | AJAF
TGG | AJAF | 2.0.2 | 2020 | TGG60 | High-End | Yes | Yes | Yes | Yes | Yes | Yes | Yes | Yes | Yes | Yes | Yes | No | Yes | No | No | No | Rack | 1 U | Managed | 1 | Intel(R) Xeon(R) Platinum 8280 CPU @ 2.70GHz | 2 | 1 | 2694 | 28 | 2 | 191700 | 6 | 6 x DDR4, 32GB | 8 |  |  | 2 | Standard | 800 | Microsoft Corporation Microsoft Windows Server 2019 Datacenter | 10.0.17763 | Oracle Corporation | 1.8.0_121-b13 | Intel_Win_HS18_5 | 18.387 | 23.145 | 26.205 | 16.613 | 15.882 | 26.672 | 14.325 | 69.685 | 1040.273 | 20.566 | 204.578 | 32 | 58063.77 | 58134.73 | 8.396 | 317.971 | 43566.998 | 6.292 | 323.756 | 29081.551 | 4.2 | 249.612 | 14550.967 | 2.101 | 158.724 | 578177.33 | 576200.973 | 9.765 | 325.474 | 433516.836 | 7.347 | 301.553 | 289174.65 | 4.901 | 223.571 | 144562.22 | 2.45 | 136.773 | 179191.69 | 177732.285 | 11.146 | 293.722 | 134425.257 | 8.43 | 298.991 | 89586.827 | 5.618 | 224.627 | 44814.912 | 2.81 | 159.461 | 100654.9 | 100632.32 | 6.68 | 295.16 | 75464.14 | 5.01 | 268.01 | 50271.67 | 3.34 | 213.77 | 25190.76 | 1.67 | 145.27 | 140460.76 | 140345.01 | 6.72 | 297.26 | 105419.25 | 5.05 | 293.77 | 70192.22 | 3.36 | 232.09 | 35102.77 | 1.68 | 148.55 | 10970.42 | 10973.96 | 11.23 | 300.38 | 8226.69 | 8.42 | 285.21 | 5477.92 | 5.61 | 224.87 | 2729.04 | 2.79 | 152.02 | 2427430.93 | 2425924.03 | 6.851 | 312.7 | 2125207.4 | 6.002 | 307.09 | 1824532.87 | 5.152 | 284.3 | 1523041.5 | 4.301 | 258.95 | 1210359.33 | 3.418 | 227.29 | 914195.91 | 2.582 | 193.84 | 608036.41 | 1.717 | 161.99 | 301255.77 | 0.851 | 131.26 | 2625.51 | 2678.7 | 7.91 | 82.64 | 1312.07 | 3.88 | 76.45 | 18568.3 | 18577.44 | 136.01 | 92.29 | 9284.91 | 67.98 | 92.57 | 73.45 | 6.38 | 304.88 | 72.65 | 6.31 | 311.81 | 1958711.49 | 13.23 | 315.59 | 9259199.5 | 62.52 | 305.62 | 57.2 | 19.6 | 269.2 | 64.9 | 32 | 230.5 | 0 | 1 | 0 | 0 | 0 | 0 | 1+1 |  | 0.89 | 0.93 | 0.94 | 0.93 | Single | 0.99 | 800 | A2 | 62.2 | 60 | 2020 |  | #REF! | #REF! | #REF! | #REF! |  | 1 | [5 empty] | AJAF
TGG | AJAF | 2.0.2 | 2020 | TGG61 | High-End | Yes | Yes | Yes | Yes | Yes | Yes | Yes | Yes | Yes | Yes | Yes | No | Yes | No | No | No | Rack | 1 U | Managed | 1 | Intel(R) Xeon(R) Platinum 8280 CPU @ 2.70GHz | 2 | 2 | 2694 | 28 | 2 | 383700 | 12 | 12 x DDR4, 32GB | 8 |  |  | 2 | Standard | 800 | Microsoft Corporation Microsoft Windows Server 2019 Datacenter | 10.0.17763 | Oracle Corporation | 1.8.0_121-b13 | Intel_Win_HS18_5 | 17.343 | 23.124 | 26.569 | 16.227 | 15.569 | 25.761 | 14.738 | 43.655 | 672.296 | 20.563 | 287.455 | 32.7 | 110018.69 | 109949.784 | 15.879 | 673.561 | 82504.628 | 11.915 | 669.819 | 55085.29 | 7.955 | 509.814 | 27447.126 | 3.964 | 286.689 | 1137033.89 | 1140638.078 | 19.33 | 692.911 | 852657.352 | 14.45 | 644.222 | 568804.14 | 9.639 | 417.206 | 284355.139 | 4.819 | 243.664 | 351658.75 | 350921.397 | 22.006 | 626.086 | 263752.356 | 16.54 | 631.836 | 175821.832 | 11.026 | 435.133 | 87948.225 | 5.515 | 258.046 | 198536.8 | 197953.63 | 13.15 | 628.07 | 148862.97 | 9.89 | 589.52 | 99266.43 | 6.59 | 424.66 | 49692.35 | 3.3 | 259.42 | 278242.08 | 278434.45 | 13.33 | 634.66 | 208803.15 | 10 | 632.7 | 139188.53 | 6.66 | 472.67 | 69579.05 | 3.33 | 265.28 | 21773.27 | 21806.27 | 22.32 | 630.19 | 16368.58 | 16.76 | 610.81 | 10879.94 | 11.14 | 478.15 | 5419.89 | 5.55 | 285.18 | 4795904.47 | 4822214.77 | 13.618 | 633.29 | 4197036.81 | 11.852 | 621.68 | 3607466.26 | 10.187 | 570.52 | 2984856.9 | 8.429 | 506.34 | 2397174.83 | 6.77 | 432.4 | 1787516.61 | 5.048 | 359.26 | 1200591.33 | 3.39 | 293.67 | 598135.85 | 1.689 | 234.81 | 2583.66 | 2642.55 | 7.81 | 131.5 | 1296.82 | 3.83 | 119.37 | 18052.21 | 18347.7 | 134.33 | 139 | 9034.44 | 66.14 | 141.42 | 142 | 12.33 | 597.72 | 141.88 | 12.32 | 600.69 | 3783867.63 | 25.55 | 666.47 | 25912192.31 | 174.97 | 608.69 | 73.6 | 19.4 | 171.3 | 76.9 | 32.7 | 229.6 | 0 | 1 | 0 | 0 | 0 | 0 | 1+1 |  | 0.89 | 0.93 | 0.94 | 0.93 | Single | 0.99 | 800 | A2 | 89.5 | 61 | 2020 |  | #REF! | #REF! | #REF! | #REF! |  | 2 | [5 empty] | AJAF
TGG | AJAG | 2.0.3 | 2021 | TGG62 | High-End | Yes | Yes | Yes | Yes | Yes | Yes | Yes | Yes | Yes | Yes | Yes | No | Yes | Yes | No | No | Rack | 2 U | Managed | 1 | AMD EPYC 7763 64-Core Processor | 1 | 1 | 2450 | 64 | 2 | 511700 | 8 | 8 x Samsung 64GB/DDR4/3200MHz(2Rx4 R-DIMM)PC4-3200AA-RA2-12-DC1 M393A8G40AB2-CWEBQ | 2 |  |  | 1 | Standard | 500 | Microsoft Corporation Microsoft Windows Server 2019 Standard | 10.0.17763 | OpenJDK | 11.0.9.1+1-LTS | AMD_EPYC_Win_OJDK11_1 | 33.261 | 33.058 | 65.092 | 51.085 | 41.779 | 797.707 | 32.421 | 10.522 | 24.101 | 29.393 | 225.305 | 63.5 | 108029.63 | 108079.022 | 15.608 | 376.085 | 81048.375 | 11.705 | 307.092 | 54072.557 | 7.809 | 237.724 | 27023.614 | 3.903 | 165.696 | 836098.46 | 836054.656 | 14.168 | 324.832 | 627150.916 | 10.628 | 248.173 | 418120.259 | 7.086 | 218.089 | 209031.642 | 3.542 | 180.024 | 422620.16 | 436720.96 | 27.387 | 346.061 | 316866.744 | 19.871 | 260.987 | 211299.592 | 13.251 | 188.194 | 105673.216 | 6.627 | 156.596 | 258289.32 | 258337.38 | 17.16 | 244.64 | 193796.69 | 12.87 | 210.67 | 129131.86 | 8.58 | 164.69 | 64602.16 | 4.29 | 140.59 | 325038.37 | 325393.49 | 15.58 | 281.9 | 243812.42 | 11.67 | 239.62 | 162666.52 | 7.79 | 179.93 | 81277.63 | 3.89 | 148.83 | 268846.83 | 270132.83 | 276.54 | 253.09 | 201545.28 | 206.32 | 218.67 | 134436.79 | 137.62 | 169.19 | 67219.2 | 68.81 | 142.51 | 5614500.04 | 5603537.06 | 15.824 | 353.1 | 4915756.33 | 13.882 | 334.78 | 4210742.28 | 11.891 | 302.85 | 3510939.28 | 9.915 | 268.91 | 2806011.57 | 7.924 | 213.38 | 2109140.55 | 5.956 | 177.69 | 1406464.63 | 3.972 | 157.05 | 700128.79 | 1.977 | 137.18 | 561.17 | 552.94 | 1.63 | 112.1 | 281.53 | 0.83 | 109.49 | 506.28 | 502.11 | 3.68 | 108.57 | 253.66 | 1.86 | 108.25 | 99.83 | 8.67 | 291.95 | 100.04 | 8.68 | 298.34 | 1813570.47 | 12.25 | 342.36 | 11351304.28 | 76.65 | 340.2 | 109.3 | 63 | 15.9 | 81.4 | 63.5 | 230.1 | 0 | 1 | 0 | 0 | 0 | 0 | n+0 |  | 0.888 | 0.929 | 0.945 | 0.937 | Single | 0.99 | 500 | A2 | 111 | 62 | 2021 |  | #REF! | #REF! | #REF! | #REF! |  | 1 | [5 empty] | AJAG
TGG | AJAG | 2.0.3 | 2021 | TGG63 | Low-End | Yes | Yes | Yes | Yes | Yes | Yes | Yes | Yes | Yes | Yes | Yes | No | Yes | Yes | No | No | Rack | 2 U | Managed | 1 | AMD EPYC 7232P 8-Core Processor | 1 | 1 | 3100 | 8 | 2 | 63700 | 8 | 8 x Micron 8GB/DDR4/3200MHz(1Rx8 R-DIMM)PC4-3200AA-RD1-12 | 2 |  |  | 1 | Standard | 500 | Microsoft Corporation Microsoft Windows Server 2019 Standard | 10.0.17763 | OpenJDK | 11.0.9.1+1-LTS | AMD_EPYC_Win_OJDK11_1 | 15.08 | 25.815 | 26.127 | 14.913 | 14.163 | 269.489 | 13.096 | 15.813 | 35.578 | 32.086 | 55.241 | 29.7 | 19044.56 | 19134.851 | 2.763 | 126 | 14333.457 | 2.07 | 111.601 | 9550.306 | 1.379 | 93.184 | 4775.007 | 0.69 | 80.297 | 301773.83 | 303223.807 | 5.139 | 133.168 | 226293.32 | 3.835 | 119.434 | 150962.952 | 2.558 | 102.309 | 75408.131 | 1.278 | 89.154 | 76999.53 | 75195.926 | 4.716 | 133.146 | 57743.885 | 3.621 | 112.511 | 38499.42 | 2.414 | 89.468 | 19261.998 | 1.208 | 79.738 | 34878.12 | 35003.6 | 2.33 | 96.79 | 26153.58 | 1.74 | 91.85 | 17469.2 | 1.16 | 81.27 | 8709.3 | 0.58 | 75.84 | 48158.7 | 48403.69 | 2.32 | 104.86 | 36133.66 | 1.73 | 97.9 | 24027.46 | 1.15 | 83.54 | 12032.04 | 0.58 | 76.99 | 42248.47 | 42459 | 43.47 | 102.47 | 31688.28 | 32.44 | 96.15 | 21115.16 | 21.62 | 83.16 | 10578.84 | 10.83 | 76.37 | 925464.58 | 924988.59 | 2.612 | 123.79 | 812767.43 | 2.295 | 116.36 | 694234.95 | 1.96 | 107.31 | 575833.41 | 1.626 | 96.48 | 461120.64 | 1.302 | 86.94 | 345144.8 | 0.975 | 80.87 | 231933.12 | 0.655 | 77.4 | 116920.37 | 0.33 | 74.72 | 552.27 | 549.58 | 1.62 | 72.76 | 273.81 | 0.81 | 72.21 | 496.86 | 484.46 | 3.55 | 71.99 | 251.36 | 1.84 | 71.63 | 45.79 | 3.97 | 123.54 | 45.71 | 3.97 | 124 | 520865.01 | 3.52 | 132.28 | 1049123.21 | 7.08 | 128.24 | 71.9 | 25.8 | 23.7 | 42.1 | 29.7 | 230.2 | 0 | 1 | 0 | 0 | 0 | 0 | n+0 |  | 0.888 | 0.929 | 0.945 | 0.937 | Single | 0.99 | 500 | A2 | 74.8 |  | 2021 |  | #REF! | #REF! | #REF! | #REF! |  | 1 |  |  | TGG200 |  |  | AJAG |  | BCXD
TGG | AJDA | 2.0.2 | 2019 | TGG64 | Low-End | Yes | Yes | Yes | Yes | Yes | Yes | Yes | Yes | Yes | Yes | Yes | No | Yes | No | No | No | Rack | 2 U | Managed | 1 | Intel(R) Xeon(R) Bronze 3104 CPU @ 1.70GHz | 2 | 1 | 1700 | 6 | 1 | 95700 | 6 | 6 x 16GB 1Rx4 PC4-2666V-RC2-11 ; slots 1,3,5,8,10,12 populated | 8 |  |  | 1 | Standard | 800 | Microsoft Corporation Microsoft Windows Server 2016 Standard | 1607 | Oracle Corporation | 11.0.5+10-LTS | Intel_Win_HS18_5 | 7.933 | 5.458 | 6.344 | 4.197 | 4.219 | 17.024 | 3.659 | 21.233 | 46.787 | 25.196 | 16.075 | 9.4 | 8103.27 | 8099.123 | 1.17 | 90.629 | 6079.632 | 0.878 | 86.672 | 4070.773 | 0.588 | 82.476 | 2023.848 | 0.292 | 68.76 | 43061.64 | 42628.945 | 0.722 | 81.952 | 32252.71 | 0.547 | 80.884 | 21515.235 | 0.365 | 74.292 | 10774.223 | 0.183 | 60.153 | 12947.6 | 13211.051 | 0.828 | 77.242 | 9701.433 | 0.608 | 76.096 | 6488.91 | 0.407 | 73.157 | 3231.683 | 0.203 | 59.668 | 8468.96 | 8471.97 | 0.56 | 81.23 | 6346.84 | 0.42 | 77.41 | 4220.94 | 0.28 | 74.9 | 2128.78 | 0.14 | 64.35 | 11976.77 | 11987.14 | 0.57 | 82.41 | 8966.17 | 0.43 | 79.91 | 5994.4 | 0.29 | 75.36 | 2999.32 | 0.14 | 64.6 | 2273.52 | 2274.31 | 2.33 | 82.15 | 1714.23 | 1.76 | 78.31 | 1137.66 | 1.17 | 75.18 | 565.3 | 0.58 | 67.79 | 201100.23 | 202551.42 | 0.572 | 78.46 | 174837.54 | 0.494 | 77.52 | 149540.39 | 0.422 | 76.38 | 126086.66 | 0.356 | 75 | 101907.92 | 0.288 | 73.77 | 75120.74 | 0.212 | 72.14 | 49732.7 | 0.14 | 68.52 | 24769.56 | 0.07 | 62.44 | 587.21 | 586.03 | 1.73 | 60.15 | 296.35 | 0.88 | 55.91 | 507.28 | 509.42 | 3.73 | 57.01 | 253.05 | 1.85 | 55.36 | 31.87 | 2.77 | 108.32 | 31.28 | 2.72 | 109.23 | 54790.26 | 0.37 | 79.74 | 196589 | 1.33 | 82.58 | 52.2 | 6.1 | 31.5 | 20.1 | 9.4 | 230.6 | 0 | 1 | 0 | 0 | 0 | 0 | n+0 |  | 0.89 | 0.93 | 0.9452 | 0.93 | Single | 1 | 500 | A2 | 73.3 | 64 | 2019 |  | #REF! | #REF! | #REF! | #REF! |  | 1 | [5 empty] | AJDA
TGG | AJDA | 2.0.2 | 2019 | TGG65 | High-End | Yes | Yes | Yes | Yes | Yes | Yes | Yes | Yes | Yes | Yes | Yes | No | Yes | No | No | No | Rack | 2 U | Managed | 1 | Intel(R) Xeon(R) Platinum 8280M CPU @ 2.70GHz | 2 | 1 | 2700 | 28 | 2 | 191700 | 6 | 6 x 32GB 2Rx4 PC4-2933Y-RB2-12;slots 1,3,5,8,10,12 populated | 8 |  |  | 1 | Standard | 800 | Microsoft Corporation Microsoft Windows Server 2016 Standard | 1607 | Oracle Corporation | 11.0.5+10-LTS | Intel_Win_HS18_5 | 20.932 | 25.905 | 28.716 | 16.582 | 16.182 | 48.236 | 18.042 | 138.883 | 1772.127 | 21.382 | 120.096 | 34.2 | 65861 | 65884.053 | 9.515 | 344.264 | 49362.018 | 7.129 | 317.528 | 32918.798 | 4.754 | 242.333 | 16474.539 | 2.379 | 150.853 | 620619.65 | 620853.705 | 10.521 | 373.578 | 465612.624 | 7.891 | 281.858 | 310474.348 | 5.262 | 198.675 | 155110.55 | 2.629 | 121.892 | 197008.4 | 195408.158 | 12.254 | 329.558 | 147630.099 | 9.258 | 306.917 | 98513.838 | 6.178 | 229.944 | 49214.156 | 3.086 | 136.772 | 105121.31 | 105120.54 | 6.98 | 330.46 | 78809.28 | 5.23 | 297.26 | 52579.86 | 3.49 | 213.7 | 26297.69 | 1.75 | 140.45 | 137563.37 | 137714.67 | 6.59 | 324.17 | 103206.3 | 4.94 | 277.64 | 68729.41 | 3.29 | 205.75 | 34398.1 | 1.65 | 139.02 | 19954.13 | 19909.33 | 20.38 | 334.32 | 14955.05 | 15.31 | 290.28 | 9957.84 | 10.19 | 214.24 | 4994.77 | 5.11 | 144.5 | 2949261.91 | 2957903.21 | 8.353 | 322.12 | 2578199.44 | 7.281 | 288.71 | 2209932.56 | 6.241 | 260.31 | 1841325.79 | 5.2 | 238.93 | 1469537.6 | 4.15 | 220.28 | 1107578.82 | 3.128 | 191.95 | 740186.44 | 2.09 | 159.4 | 371028.12 | 1.048 | 128.16 | 5343.97 | 5410.2 | 15.99 | 84.31 | 2670.17 | 7.89 | 77.55 | 33466.68 | 34520.39 | 252.73 | 115.99 | 16747.96 | 122.62 | 85.07 | 72.72 | 6.31 | 289.24 | 72.83 | 6.32 | 301.83 | 1499836.97 | 10.13 | 374.97 | 5673337.03 | 38.31 | 318.98 | 55.2 | 23.2 | 496.1 | 50.7 | 34.2 | 230.2 | 0 | 1 | 0 | 0 | 0 | 0 | n+0 |  | 0.89 | 0.93 | 0.94 | 0.93 | Single | 1 | 800 | A2 | 83.5 | 65 | 2019 |  | #REF! | #REF! | #REF! | #REF! |  | 1 | [5 empty] | AJDA
TGG | AJDA | 2.0.2 | 2019 | TGG66 | Low-End | Yes | Yes | Yes | Yes | Yes | Yes | Yes | Yes | Yes | Yes | Yes | No | Yes | No | No | No | Rack | 2 U | Managed | 1 | Intel(R) Xeon(R) Bronze 3104 CPU @ 1.70GHz | 2 | 2 | 1700 | 6 | 1 | 191700 | 12 | 12 x 16GB 1Rx4 PC4-2666V-RC2-11 ; slots 1,3,5,8,10,12 populated | 8 |  |  | 1 | Standard | 800 | Microsoft Corporation Microsoft Windows Server 2016 Standard | 1607 | Oracle Corporation | 11.0.5+10-LTS | Intel_Win_HS18_5 | 8.821 | 6.65 | 7.967 | 5.024 | 5.033 | 20.3 | 4.381 | 15.42 | 35.562 | 27.786 | 26.463 | 11.4 | 14949.79 | 14956.747 | 2.16 | 151.854 | 11179.011 | 1.614 | 143.899 | 7471.256 | 1.079 | 135.785 | 3739.976 | 0.54 | 113.118 | 84532.77 | 84920.553 | 1.439 | 136.809 | 63435.688 | 1.075 | 133.773 | 42246.246 | 0.716 | 123.793 | 21180.023 | 0.359 | 89.725 | 26598.66 | 26183.635 | 1.642 | 131.126 | 19971.554 | 1.252 | 128.766 | 13294.336 | 0.834 | 121.914 | 6682.556 | 0.419 | 86.636 | 16921.84 | 16925.04 | 1.12 | 135.21 | 12716.09 | 0.85 | 130.42 | 8454.02 | 0.56 | 126.08 | 4219.1 | 0.28 | 105.45 | 24114.93 | 24150.62 | 1.16 | 139.29 | 18069.15 | 0.87 | 134.64 | 12044.26 | 0.58 | 129.25 | 6012.84 | 0.29 | 106.73 | 4556.63 | 4558.75 | 4.67 | 137.17 | 3423.55 | 3.51 | 132.94 | 2280.62 | 2.34 | 127.7 | 1147.53 | 1.18 | 113.44 | 405334.51 | 408092.43 | 1.152 | 133.4 | 353382.55 | 0.998 | 131.32 | 305234.53 | 0.862 | 129.44 | 252538.82 | 0.713 | 127.28 | 203704.65 | 0.575 | 125.08 | 153922.06 | 0.435 | 121.56 | 102881.57 | 0.291 | 116.63 | 50484.48 | 0.143 | 105.38 | 586.76 | 582.31 | 1.72 | 87.13 | 294.09 | 0.87 | 72.15 | 505.43 | 506.62 | 3.71 | 76.7 | 253.43 | 1.86 | 70.94 | 60.65 | 5.26 | 185.88 | 58.43 | 5.07 | 186.05 | 102488.84 | 0.69 | 133.84 | 543082.78 | 3.67 | 138.58 | 63.8 | 7.2 | 23.4 | 27.1 | 11.4 | 230.6 | 0 | 1 | 0 | 0 | 0 | 0 | n+0 |  | 0.89 | 0.93 | 0.94 | 0.93 | Single | 1 | 500 | A2 | 94.3 | 66 | 2019 |  | #REF! | #REF! | #REF! | #REF! |  | 2 | [5 empty] | AJDA
TGG | AJDA | 2.0.2 | 2019 | TGG67 | High-End | Yes | Yes | Yes | Yes | Yes | Yes | Yes | Yes | Yes | Yes | Yes | No | Yes | No | No | No | Rack | 2 U | Managed | 1 | Intel(R) Xeon(R) Platinum 8280M CPU @ 2.70GHz | 2 | 2 | 2700 | 28 | 2 | 383700 | 12 | 12 x 32GB 2Rx4 PC4-2933Y-RB2-12;slots 1,3,5,8,10,12 populated | 8 |  |  | 1 | Standard | 800 | Microsoft Corporation Microsoft Windows Server 2016 Standard | 1607 | Oracle Corporation | 11.0.5+10-LTS | Intel_Win_HS18_5 | 19.173 | 27.296 | 31.332 | 17.209 | 17.097 | 49.996 | 19.003 | 87.564 | 1229.442 | 21.809 | 159.348 | 35.8 | 112734.7 | 112350.368 | 16.225 | 717.439 | 84050.038 | 12.138 | 612.21 | 56057.211 | 8.096 | 411.91 | 28061.748 | 4.053 | 264.29 | 1228120.57 | 1227680.748 | 20.805 | 726.526 | 921444.52 | 15.616 | 551.523 | 614223.973 | 10.409 | 364.661 | 306886.81 | 5.201 | 216.842 | 399122.67 | 397758.22 | 24.943 | 662.035 | 299547.341 | 18.785 | 610.406 | 199671.96 | 12.521 | 411.226 | 99768.638 | 6.256 | 229.19 | 208796.54 | 208728.7 | 13.86 | 658.08 | 156573.04 | 10.4 | 598.97 | 104419.75 | 6.94 | 402.16 | 52277.78 | 3.47 | 249.69 | 275405.87 | 275733.91 | 13.2 | 626.94 | 206553.82 | 9.89 | 557.94 | 137775.3 | 6.6 | 387.01 | 68851 | 3.3 | 245.38 | 40172.81 | 40209.03 | 41.16 | 674.52 | 30156.01 | 30.87 | 597.85 | 20096.58 | 20.57 | 411.47 | 10015.08 | 10.25 | 258.53 | 5831128.82 | 5828998.22 | 16.461 | 618.86 | 5098673.01 | 14.398 | 560.75 | 4368768.1 | 12.337 | 517.74 | 3644525.26 | 10.292 | 465.15 | 2924557.44 | 8.259 | 408.22 | 2186795.52 | 6.175 | 346.92 | 1458746.14 | 4.119 | 285.31 | 731522.48 | 2.066 | 227.44 | 5146.08 | 5288.46 | 15.63 | 126.83 | 2561.24 | 7.57 | 121.59 | 31356.99 | 31904.79 | 233.58 | 138.49 | 15677.9 | 114.78 | 128.08 | 141.75 | 12.3 | 554.57 | 142.07 | 12.33 | 575.31 | 2629504.18 | 17.76 | 720.04 | 14535524.16 | 98.15 | 615.95 | 71.9 | 24 | 328.1 | 59 | 35.8 | 230.1 | 0 | 1 | 0 | 0 | 0 | 0 | n+0 |  | 0.89 | 0.93 | 0.94 | 0.93 | Single | 1 | 800 | A2 | 98.9 | 67 | 2019 |  | #REF! | #REF! | #REF! | #REF! |  | 2 | [5 empty] | AJDA
TGG | AJEA | 2.0.2 | 2019 | TGG68 | Low-End | Yes | Yes | Yes | Yes | Yes | Yes | Yes | Yes | Yes | Yes | Yes | No | Yes | No | No | No | Tower | 1/8 U | Managed | 1 | Intel(R) Pentium(R) Gold G5420 CPU @ 3.80GHz | 1 | 1 | 3792 | 2 | 2 | 15900 | 2 | 2 x DDR4, 8GB | 2 |  |  | 1 | Standard | 500 | Microsoft Corporation Microsoft Windows Server 2016 Datacenter | 10.0.14393 | Oracle Corporation | 1.8.0_231-b11 | Intel_Win_HS18_5b | 8.379 | 14.684 | 9.152 | 6.395 | 7.523 | 11.48 | 6.19 | 24.582 | 45.081 | 29.765 | 29.378 | 13.5 | 4990.23 | 5091.805 | 0.735 | 54.396 | 3762.277 | 0.543 | 51.761 | 2525.041 | 0.365 | 47.011 | 1257.708 | 0.182 | 40.568 | 77193.12 | 79588.472 | 1.349 | 56.392 | 57876.126 | 0.981 | 53.532 | 38636.185 | 0.655 | 48.849 | 19305.593 | 0.327 | 41.334 | 13055.38 | 12838.596 | 0.805 | 58.693 | 9797.325 | 0.614 | 54.793 | 6545.225 | 0.41 | 47.718 | 3280.022 | 0.206 | 38.791 | 7884.67 | 8145.82 | 0.54 | 49.41 | 5917.96 | 0.39 | 50.14 | 3947.79 | 0.26 | 48.47 | 1982.87 | 0.13 | 36.55 | 12721.71 | 12770.43 | 0.61 | 51.71 | 9548.71 | 0.46 | 48.86 | 6331.62 | 0.3 | 42.93 | 3173.37 | 0.15 | 37.05 | 911.26 | 915.85 | 0.94 | 51.16 | 683.94 | 0.7 | 47.93 | 450.02 | 0.46 | 43.29 | 226.04 | 0.23 | 37.95 | 210253.45 | 209309.58 | 0.591 | 54.71 | 185833 | 0.525 | 52.5 | 157342.61 | 0.444 | 49.5 | 130811.32 | 0.369 | 46.73 | 104061.22 | 0.294 | 43.92 | 78233.69 | 0.221 | 41.31 | 52551.82 | 0.148 | 38.53 | 26200.88 | 0.074 | 36.25 | 407.49 | 409.6 | 1.21 | 34.8 | 202.33 | 0.6 | 34.4 | 291.66 | 301.89 | 2.21 | 34.1 | 145.86 | 1.07 | 34.06 | 18.37 | 1.59 | 53.53 | 18.39 | 1.6 | 53.67 | 183596.26 | 1.24 | 56.73 | 248087.89 | 1.68 | 57.02 | 34.4 | 8.7 | 33.3 | 29.6 | 13.5 | 231.3 | 0 | 1 | 0 | 0 | 0 | 0 | n+0 |  | 0.89 | 0.92 | 0.95 | 0.94 | Single | 0.99 | 500 | A2 | 35.2 | 68 | 2019 |  | #REF! | #REF! | #REF! | #REF! |  | 1 | [5 empty] | AJEA
TGG | AJEA | 2.0.2 | 2019 | TGG69 | High-End | Yes | Yes | Yes | Yes | Yes | Yes | Yes | Yes | Yes | Yes | Yes | No | Yes | No | No | No | Tower | 1/8 U | Managed | 1 | Intel(R) Xeon(R) E-2276G CPU @ 3.80GHz | 1 | 1 | 3792 | 6 | 2 | 31900 | 2 | 2 x DDR4, 16GB | 2 |  |  | 1 | Standard | 500 | Microsoft Corporation Microsoft Windows Server 2016 Datacenter | 10.0.14393 | Oracle Corporation | 1.8.0_231-b11 | Intel_Win_HS18_5a | 17.964 | 25.956 | 23.52 | 15.282 | 15.268 | 23.145 | 11.479 | 93.88 | 2315.241 | 35.797 | 61.213 | 28.5 | 17578.06 | 17616.828 | 2.544 | 126.877 | 13189.336 | 1.905 | 101.324 | 8780.065 | 1.268 | 71.009 | 4396.72 | 0.635 | 41.041 | 194179.64 | 194342.579 | 3.293 | 117.901 | 145609.162 | 2.468 | 93.912 | 96919.95 | 1.642 | 55.679 | 48597.648 | 0.824 | 39.29 | 58058.63 | 58902.67 | 3.694 | 129.738 | 43536.331 | 2.73 | 131.404 | 29018.442 | 1.82 | 72.868 | 14481.579 | 0.908 | 43.836 | 28167.95 | 28173.15 | 1.87 | 103.79 | 21123.86 | 1.4 | 83.3 | 14087.61 | 0.94 | 63.09 | 7018.99 | 0.47 | 38.49 | 43593.2 | 43582.23 | 2.09 | 115.93 | 32708.71 | 1.57 | 97.04 | 21828.53 | 1.05 | 72.57 | 10913.14 | 0.52 | 40.21 | 3209.39 | 3211.08 | 3.29 | 115.12 | 2407.16 | 2.46 | 94.06 | 1589.72 | 1.63 | 71.82 | 802.59 | 0.82 | 48.53 | 460437.02 | 461566.14 | 1.303 | 64.97 | 401885.93 | 1.135 | 70.26 | 349217.71 | 0.986 | 66.66 | 287599.63 | 0.812 | 60.87 | 230972.2 | 0.652 | 55.01 | 172573.38 | 0.487 | 47.89 | 116299.39 | 0.328 | 40.45 | 57994.24 | 0.164 | 34.04 | 1406.83 | 1385.39 | 4.09 | 31.8 | 704.32 | 2.08 | 30.39 | 21565.75 | 21601.82 | 158.15 | 51.76 | 10787.76 | 78.98 | 45.02 | 18.34 | 1.59 | 44.32 | 18.1 | 1.57 | 44.02 | 611968.79 | 4.13 | 135.1 | 1151123.29 | 7.77 | 126.98 | 29.4 | 18.3 | 466.2 | 46.8 | 28.5 | 231.2 | 0 | 1 | 0 | 0 | 0 | 0 | n+0 |  | 0.89 | 0.92 | 0.95 | 0.94 | Single | 0.99 | 500 | A2 | 44.8 | 69 | 2019 |  | #REF! | #REF! | #REF! | #REF! |  | 1 | [5 empty] | AJEA
TGG | AJEB | 2.0.2 | 2019 | TGG70 | Low-End | Yes | Yes | Yes | Yes | Yes | Yes | Yes | Yes | Yes | Yes | Yes | No | Yes | No | No | No | Tower | 1/8 U | Managed | 1 | Intel(R) Xeon(R) Bronze 3204 CPU @ 1.90GHz | 1 | 1 | 1900 | 6 | 1 | 31700 | 2 | 2 x Hynix / HMA82GR7CR4N-WM TG 2933Y-RC2 | 2 |  |  | 1 | Standard | 550 | Microsoft Corporation Microsoft Windows Server 2019 Datacenter Evaluation | 10.0.17763 | Oracle Corporation | 1.8.0_231-b11 | Intel_Win_HS18_5 | 10.704 | 12.895 | 12.265 | 5.725 | 6.036 | 10.873 | 7.723 | 16.924 | 33.434 | 21.274 | 44.14 | 13.7 | 8287.17 | 8328.1 | 1.203 | 69.651 | 6243.722 | 0.902 | 66.321 | 4158.895 | 0.601 | 62.174 | 2090.459 | 0.302 | 52.161 | 85248.33 | 86121.513 | 1.459 | 70.362 | 63892.857 | 1.083 | 66.715 | 42626.726 | 0.722 | 62.672 | 21267.356 | 0.36 | 50.577 | 21096.04 | 20969.783 | 1.315 | 66.183 | 15841.082 | 0.993 | 63.745 | 10581.485 | 0.664 | 60.496 | 5264.124 | 0.33 | 49.544 | 8912.65 | 8926.88 | 0.59 | 62.13 | 6695.94 | 0.45 | 60.61 | 4458.9 | 0.3 | 58.28 | 2234.37 | 0.15 | 49.16 | 13385.76 | 13442.71 | 0.64 | 64.48 | 10026.29 | 0.48 | 62.32 | 6662.5 | 0.32 | 59.41 | 3360.54 | 0.16 | 50.04 | 1135.2 | 1137.68 | 1.17 | 63.21 | 850.81 | 0.87 | 61.18 | 561.1 | 0.57 | 58.58 | 280.46 | 0.29 | 52.84 | 355661.36 | 356025.38 | 1.005 | 68.83 | 312263.76 | 0.882 | 67.12 | 266537.72 | 0.753 | 65.27 | 220688.22 | 0.623 | 63.32 | 177893.59 | 0.502 | 61.34 | 133557.79 | 0.377 | 59.03 | 89099.18 | 0.252 | 55.72 | 44116.38 | 0.125 | 50.66 | 374.76 | 365.91 | 1.08 | 46.65 | 186.55 | 0.55 | 44.6 | 290.53 | 289.89 | 2.12 | 45.24 | 144.05 | 1.06 | 44.26 | 18.02 | 1.56 | 73.13 | 17.83 | 1.55 | 73.15 | 231696.7 | 1.57 | 69.41 | 454338.48 | 3.07 | 69.5 | 43 | 9 | 23.8 | 30.6 | 13.7 | 231.1 | 0 | 1 | 0 | 0 | 0 | 0 | n+0 |  | 0.8 | 0.91 | 0.92 | 0.89 | Single | 0.955 | 550 | A2 | 58.3 | 70 | 2019 |  | #REF! | #REF! | #REF! | #REF! |  | 1 | [5 empty] | AJEB
TGG | AJEB | 2.0.2 | 2019 | TGG71 | High-End | Yes | Yes | Yes | Yes | Yes | Yes | Yes | Yes | Yes | Yes | Yes | No | Yes | No | No | No | Tower | 1/8 U | Managed | 1 | Intel(R) Xeon(R) Gold 5218N CPU @ 2.30GHz | 1 | 1 | 2300 | 16 | 2 | 191700 | 6 | 6 x Hynix / HMA84GR7CJ4N-WM 2Rx4 2933Y-RB2 | 2 |  |  | 1 | Standard | 550 | Microsoft Corporation Microsoft Windows Server 2019 Datacenter Evaluation | 10.0.17763 | Oracle Corporation | 1.8.0_231-b11 | Intel_Win_HS18_5 | 19.135 | 28.285 | 25.994 | 15.005 | 15.597 | 24.133 | 13.933 | 53.233 | 1397.14 | 28.298 | 199.032 | 33.4 | 35721.68 | 35461.773 | 5.121 | 190.955 | 26763.898 | 3.865 | 179.617 | 17894.907 | 2.584 | 147.1 | 8957.609 | 1.294 | 97.838 | 461884.14 | 465152.234 | 7.883 | 205.13 | 346237.74 | 5.868 | 193.475 | 230867.634 | 3.912 | 147.69 | 115479.671 | 1.957 | 94.395 | 97991.03 | 98905.926 | 6.202 | 174.788 | 73500.219 | 4.609 | 154.246 | 49026.372 | 3.074 | 130.134 | 24493.611 | 1.536 | 84.285 | 50698.27 | 50825.65 | 3.38 | 159.37 | 37971.03 | 2.52 | 142.44 | 25352.93 | 1.68 | 122 | 12673.53 | 0.84 | 85.94 | 78406.42 | 78788.11 | 3.77 | 174.58 | 58840.74 | 2.82 | 156.51 | 39223.26 | 1.88 | 130.91 | 19574.39 | 0.94 | 88.35 | 5764.51 | 5794.03 | 5.93 | 173.28 | 4322.27 | 4.43 | 151.03 | 2878.4 | 2.95 | 128.96 | 1448.07 | 1.48 | 100.13 | 1477801.58 | 1473364.85 | 4.161 | 193.41 | 1294336.04 | 3.655 | 184.13 | 1110509.33 | 3.136 | 167.62 | 924616.3 | 2.611 | 153.47 | 740466.06 | 2.091 | 140.7 | 556187.67 | 1.571 | 126.26 | 372524.38 | 1.052 | 109.16 | 184173.9 | 0.52 | 88.68 | 1369.07 | 1397.61 | 4.13 | 56.93 | 683.13 | 2.02 | 51.67 | 17999.38 | 17767.21 | 130.08 | 68.43 | 9002.75 | 65.91 | 64.18 | 65.07 | 5.65 | 200.08 | 65.03 | 5.65 | 199.01 | 1146081.96 | 7.74 | 188.01 | 5547005.98 | 37.46 | 188.19 | 43.9 | 19.6 | 272.7 | 75 | 33.4 | 231 | 0 | 1 | 0 | 0 | 0 | 0 | n+0 |  | 0.8 | 0.91 | 0.92 | 0.89 | Single | 0.955 | 550 | A2 | 67.6 | 71 | 2019 |  | #REF! | #REF! | #REF! | #REF! |  | 1 | [5 empty] | AJEB
TGG | AJEC | 2.0.2 | 2020 | TGG72 | Low-End | Yes | Yes | Yes | Yes | Yes | Yes | Yes | Yes | Yes | Yes | Yes | No | Yes | No | No | No | Tower | 1/8 U | Managed | 1 | Intel(R) Xeon(R) Bronze 3104 CPU @ 1.70GHz | 1 | 1 | 1696 | 6 | 1 | 95700 | 6 | 6 x DDR4, 16GB | 24 |  |  | 1 | Standard | 500 | Microsoft Corporation Microsoft Windows Server 2019 Datacenter | 10.0.17763 | Oracle Corporation | 1.8.0_121-b13 | Intel_Win_HS18_5 | 6.862 | 8.459 | 7.481 | 3.926 | 3.762 | 7.658 | 6.139 | 10.719 | 25.458 | 26.381 | 56.55 | 11.1 | 6688.11 | 6877.313 | 0.993 | 85.588 | 5010.654 | 0.724 | 81.831 | 3321.927 | 0.48 | 78.436 | 1663.316 | 0.24 | 68.006 | 71137.06 | 72262.306 | 1.225 | 87.062 | 53340.185 | 0.904 | 83.146 | 35600.844 | 0.603 | 78.913 | 17783.145 | 0.301 | 68.831 | 16392.19 | 16263.163 | 1.02 | 80.423 | 12280.655 | 0.77 | 77.67 | 8202.124 | 0.514 | 75.473 | 4096.763 | 0.257 | 70.304 | 7819.68 | 7616.87 | 0.51 | 77.06 | 5863.24 | 0.39 | 75.18 | 3917.61 | 0.26 | 73.44 | 1941.76 | 0.13 | 65.37 | 10526.7 | 10220.28 | 0.49 | 79.14 | 7923.35 | 0.38 | 76.83 | 5293.76 | 0.25 | 74.27 | 2647.48 | 0.13 | 65.94 | 999.76 | 1001 | 1.03 | 77.97 | 749.95 | 0.77 | 76.73 | 504.78 | 0.52 | 73.63 | 251.01 | 0.26 | 68.96 | 356225.55 | 360585.31 | 1.018 | 85.64 | 310650.82 | 0.877 | 83.9 | 265669.96 | 0.75 | 81.17 | 220837.99 | 0.624 | 79.54 | 177379.86 | 0.501 | 76.88 | 134661.71 | 0.38 | 74.34 | 87414.91 | 0.247 | 70.69 | 44530.51 | 0.126 | 65.37 | 294.54 | 303.01 | 0.9 | 58.21 | 148.75 | 0.44 | 58.83 | 279.44 | 282.56 | 2.07 | 58.69 | 140.98 | 1.03 | 56.13 | 32.72 | 2.84 | 104.57 | 31.03 | 2.69 | 105.11 | 180509.74 | 1.22 | 83.8 | 710147.5 | 4.8 | 84.8 | 54.4 | 6.1 | 16.5 | 38.6 | 11.1 | 231.2 | 0 | 1 | 0 | 0 | 0 | 0 | n+0 |  | 0.89 | 0.93 | 0.9452 | 0.937 | Single | 0.99 | 500 | A2 | 58.4 | 72 | 2020 |  | #REF! | #REF! | #REF! | #REF! |  | 1 | [5 empty] | AJEC
TGG | AJEC | 2.0.2 | 2020 | TGG73 | High-End | Yes | Yes | Yes | Yes | Yes | Yes | Yes | Yes | Yes | Yes | Yes | No | Yes | No | No | No | Tower | 1/8 U | Managed | 1 | Intel(R) Xeon(R) Platinum 8280 CPU @ 2.70GHz | 1 | 1 | 2694 | 28 | 2 | 191700 | 6 | 6 x DDR4, 32GB | 24 |  |  | 1 | Standard | 800 | Microsoft Corporation Microsoft Windows Server 2019 Datacenter | 10.0.17692 | Oracle Corporation | 1.8.0_121-b13 | Intel_Win_HS18_5 | 18.898 | 23.33 | 27.209 | 16.801 | 15.943 | 27.094 | 14.447 | 38.497 | 1067.19 | 20.814 | 206.055 | 32 | 58786.16 | 59015.705 | 8.523 | 315.461 | 44196.973 | 6.383 | 313.262 | 29488.563 | 4.259 | 248.571 | 14699.373 | 2.123 | 156.977 | 576347.05 | 578113.914 | 9.797 | 325.49 | 432326.16 | 7.327 | 294.754 | 288150.539 | 4.883 | 225.237 | 143992.923 | 2.44 | 133.617 | 181354.24 | 179619.736 | 11.264 | 291.625 | 136031.276 | 8.53 | 284.331 | 90665.721 | 5.686 | 228.193 | 45267.537 | 2.839 | 149.531 | 100181.07 | 100092.49 | 6.65 | 291.48 | 75156.93 | 4.99 | 256.72 | 50079.39 | 3.33 | 215.54 | 25033.47 | 1.66 | 142.8 | 139186.97 | 139565.41 | 6.68 | 294.21 | 104386.33 | 5 | 289.38 | 69556.4 | 3.33 | 225.89 | 34838.78 | 1.67 | 149.27 | 11039.25 | 10932.75 | 11.19 | 292.48 | 8306.72 | 8.5 | 274.08 | 5512.47 | 5.64 | 222.03 | 2767.96 | 2.83 | 158.67 | 2464412.89 | 2456277.61 | 6.936 | 318.53 | 2154646.13 | 6.085 | 311.56 | 1852089.03 | 5.23 | 284.64 | 1539512.78 | 4.348 | 262.84 | 1232047.54 | 3.479 | 231.39 | 922901.61 | 2.606 | 193.98 | 618239.46 | 1.746 | 161.56 | 305300.42 | 0.862 | 128.18 | 1337.12 | 1309.8 | 3.87 | 76.95 | 665.1 | 1.97 | 66.69 | 17882.39 | 17878.29 | 130.89 | 90.52 | 8960.14 | 65.6 | 83.29 | 72.98 | 6.34 | 298.7 | 72.66 | 6.31 | 308.77 | 1962139.63 | 13.25 | 313.22 | 9537171.67 | 64.4 | 312.53 | 58.3 | 20 | 202.7 | 65.5 | 32 | 230.7 | 0 | 1 | 0 | 0 | 0 | 0 | n+0 |  | 0.89 | 0.93 | 0.94 | 0.93 | Single | 1 | 800 | A2 | 63.4 | 73 | 2020 |  | #REF! | #REF! | #REF! | #REF! |  | 1 | [5 empty] | AJEC
TGG | AJEC | 2.0.2 | 2020 | TGG74 | Low-End | Yes | Yes | Yes | Yes | Yes | Yes | Yes | Yes | Yes | Yes | Yes | No | Yes | No | No | No | Tower | 1/8 U | Managed | 1 | Intel(R) Xeon(R) Bronze 3104 CPU @ 1.70GHz | 2 | 2 | 1696 | 6 | 1 | 191700 | 12 | 12 x DDR4, 16GB | 24 |  |  | 1 | Standard | 500 | Microsoft Corporation Microsoft Windows Server 2019 Datacenter | 10.0.17692 | Oracle Corporation | 1.8.0_121-b13 | Intel_Win_HS18_5 | 7.916 | 9.676 | 8.847 | 4.633 | 4.352 | 8.901 | 7.23 | 7.414 | 18.037 | 27.642 | 77.096 | 12.7 | 13416.64 | 13445.126 | 1.942 | 150.778 | 10044.372 | 1.451 | 143.826 | 6715.434 | 0.97 | 135.145 | 3356.393 | 0.485 | 115.059 | 140030.3 | 139967.337 | 2.372 | 153.995 | 105042.912 | 1.78 | 146.576 | 70157.603 | 1.189 | 138.324 | 34975.839 | 0.593 | 108.724 | 32428.91 | 33036.061 | 2.072 | 141.296 | 24263.057 | 1.522 | 136.098 | 16202.728 | 1.016 | 130.821 | 8116.947 | 0.509 | 105.772 | 15705.23 | 15903.41 | 1.06 | 134.32 | 11751.88 | 0.78 | 130.76 | 7857.9 | 0.52 | 126.4 | 3924.66 | 0.26 | 109.68 | 20971.92 | 21242.74 | 1.02 | 138.08 | 15731.17 | 0.75 | 133.61 | 10498.65 | 0.5 | 128.31 | 5270.83 | 0.25 | 114.46 | 2015.48 | 1961.36 | 2.01 | 136.57 | 1522.87 | 1.56 | 132.49 | 1012.25 | 1.04 | 127.12 | 502.93 | 0.52 | 115.68 | 728050.62 | 736368.44 | 2.079 | 152.23 | 638674.24 | 1.804 | 148.38 | 547502.19 | 1.546 | 143.85 | 455310.32 | 1.286 | 140.15 | 365131.11 | 1.031 | 134.83 | 273523.53 | 0.772 | 128.43 | 184435.64 | 0.521 | 122.01 | 89630.2 | 0.253 | 108.98 | 286.68 | 295.69 | 0.87 | 84.11 | 147.35 | 0.44 | 82.26 | 285.44 | 279.61 | 2.05 | 85.06 | 140.65 | 1.03 | 76.17 | 59.32 | 5.15 | 188.03 | 60.62 | 5.26 | 188.59 | 416822.19 | 2.82 | 148.79 | 1732515.35 | 11.7 | 151.74 | 85.5 | 7.1 | 11.6 | 46.2 | 12.7 | 231.1 | 0 | 1 | 0 | 0 | 0 | 0 | n+0 |  | 0.89 | 0.93 | 0.9452 | 0.937 | Single | 0.99 | 500 | A2 | 80.4 | 74 | 2020 |  | #REF! | #REF! | #REF! | #REF! |  | 2 | [5 empty] | AJEC
TGG | AJEC | 2.0.2 | 2020 | TGG75 | High-End | Yes | Yes | Yes | Yes | Yes | Yes | Yes | Yes | Yes | Yes | Yes | No | Yes | No | No | No | Tower | 1/8 U | Managed | 1 | Intel(R) Xeon(R) Platinum 8280 CPU @ 2.70GHz | 2 | 2 | 2694 | 28 | 2 | 383700 | 12 | 12 x DDR4, 32GB | 24 |  |  | 1 | Standard | 800 | Microsoft Corporation Microsoft Windows Server 2019 Datacenter | 10.0.17692 | Oracle Corporation | 1.8.0_121-b13 | Intel_Win_HS18_5 | 19.065 | 24.972 | 29.184 | 17.785 | 17.134 | 28.903 | 15.277 | 26.226 | 697.361 | 21.137 | 292.422 | 34.4 | 112237.43 | 112338.752 | 16.224 | 616.214 | 84190.645 | 12.159 | 605.672 | 56221.659 | 8.119 | 459.397 | 28088.712 | 4.056 | 286.829 | 1139458.68 | 1141958.849 | 19.353 | 639.908 | 855060.065 | 14.491 | 570.628 | 569861.445 | 9.657 | 394.219 | 284890.511 | 4.828 | 233.588 | 364711.23 | 362963.915 | 22.761 | 567.636 | 273657.223 | 17.161 | 550.578 | 182489.767 | 11.444 | 425.617 | 91269.063 | 5.723 | 265.141 | 199450.3 | 199297.21 | 13.24 | 567.68 | 149602.94 | 9.94 | 493.41 | 99691.19 | 6.62 | 398.96 | 49837.01 | 3.31 | 257.79 | 282265.88 | 282228.01 | 13.51 | 574.02 | 211684.32 | 10.14 | 558.63 | 141145.29 | 6.76 | 426.18 | 70634.5 | 3.38 | 265.69 | 22117.32 | 22048.42 | 22.57 | 570.42 | 16587.18 | 16.98 | 528.7 | 11059.82 | 11.32 | 416.15 | 5521.07 | 5.65 | 280.02 | 4857936.53 | 4863697.36 | 13.735 | 622.1 | 4252257.41 | 12.008 | 593.69 | 3637369.79 | 10.272 | 537.46 | 3036134.62 | 8.574 | 489.24 | 2432909.62 | 6.87 | 427.01 | 1830194.4 | 5.168 | 360.17 | 1218161.91 | 3.44 | 294.04 | 607931.06 | 1.717 | 233.72 | 1299.98 | 1280.12 | 3.78 | 110.16 | 645.66 | 1.91 | 95.22 | 17885.56 | 17593.82 | 128.81 | 136.28 | 8932.07 | 65.39 | 127.09 | 142.69 | 12.39 | 578.71 | 142.53 | 12.37 | 592.69 | 3850717.05 | 26 | 609.57 | 26413136.53 | 178.35 | 609.91 | 75.7 | 21.1 | 135.2 | 78.6 | 34.4 | 230.2 | 0 | 1 | 0 | 0 | 0 | 0 | n+0 |  | 0.89 | 0.93 | 0.94 | 0.93 | Single | 1 | 800 | A2 | 88.9 | 75 | 2020 |  | #REF! | #REF! | #REF! | #REF! |  | 2 | [5 empty] | AJEC
TGG | AJED | 2.0.2 | 2020 | TGG76 | Low-End | Yes | Yes | Yes | Yes | Yes | Yes | Yes | Yes | Yes | Yes | Yes | No | Yes | No | No | No | Rack | 2 U | Managed | 1 | Intel(R) Xeon(R) Gold 5122 CPU @ 3.60GHz | 4 | 4 | 3592 | 4 | 2 | 191700 | 24 | 24 x DDR4, 8GB | 8 |  |  | 2 | Redendant | 1600 | Microsoft Corporation Microsoft Windows Server 2019 Standard | 10.0.17763 | Oracle Corporation | 1.8.0_121-b13 | Intel_Win_HS18_5 | 6.948 | 10.829 | 10.826 | 5.61 | 6.161 | 8.614 | 6.282 | 3.963 | 9.029 | 23.262 | 84.394 | 12.8 | 42216.32 | 42027.246 | 6.069 | 677.322 | 31673.493 | 4.574 | 593.942 | 21137.649 | 3.053 | 449.694 | 10559.072 | 1.525 | 306.537 | 554510.46 | 550581.424 | 9.331 | 675.236 | 415960.396 | 7.049 | 584.561 | 277355.42 | 4.7 | 452.039 | 138689.314 | 2.35 | 296.162 | 154190.68 | 148876.075 | 9.336 | 658.072 | 115592.619 | 7.249 | 602.628 | 77122.112 | 4.836 | 490.967 | 38558.897 | 2.418 | 295.898 | 64623.58 | 64661.73 | 4.3 | 589.51 | 48464.94 | 3.22 | 475.37 | 32281.27 | 2.14 | 402.3 | 16119.07 | 1.07 | 284.14 | 104545.36 | 104812.88 | 5.02 | 607.74 | 78359.02 | 3.75 | 545.57 | 52293.01 | 2.5 | 432.13 | 26128.27 | 1.25 | 285.64 | 7375.65 | 7377.93 | 7.55 | 656.69 | 5510.03 | 5.64 | 570.68 | 3675.21 | 3.76 | 430.01 | 1838.26 | 1.88 | 339.9 | 2096782.86 | 2098171.06 | 5.925 | 567.84 | 1827103.4 | 5.16 | 537.04 | 1565592.14 | 4.421 | 504.73 | 1311029.02 | 3.702 | 470.07 | 1052285.12 | 2.972 | 437.09 | 785945.26 | 2.219 | 401.15 | 526593.14 | 1.487 | 365.24 | 261765.83 | 0.739 | 322.68 | 314.41 | 308.42 | 0.91 | 174.3 | 157.79 | 0.47 | 155.18 | 275.16 | 277.41 | 2.03 | 161.66 | 135.91 | 1 | 153.33 | 178.41 | 15.49 | 717.69 | 175.14 | 15.2 | 606.23 | 1589047.59 | 10.73 | 713.89 | 7722505.06 | 52.15 | 617.88 | 131.9 | 7.6 | 6 | 44.3 | 12.8 | 230.3 | 0 | 1 | 0 | 0 | 0 | 0 | 1+1 |  | 0.8942 | 0.9259 | 0.9428 | 0.9289 | Single | 1 | 1600 | A2 | 146.6 | 76 | 2020 |  | #REF! | #REF! | #REF! | #REF! |  | 4 | [5 empty] | AJED
TGG | AJED | 2.0.2 | 2020 | TGG77 | High-End | Yes | Yes | Yes | Yes | Yes | Yes | Yes | Yes | Yes | Yes | Yes | No | Yes | No | No | No | Rack | 2 U | Managed | 1 | Intel(R) Xeon(R) Platinum 8280 CPU @ 2.70GHz | 4 | 4 | 2694 | 28 | 2 | 767700 | 24 | 24 x DDR4, 32GB | 8 |  |  | 2 | Redendant | 1600 | Microsoft Corporation Microsoft Windows Server 2019 Standard | 10.0.17763 | Oracle Corporation | 1.8.0_121-b13 | Intel_Win_HS18_5 | 19.896 | 24.242 | 29.113 | 17.599 | 18.705 | 28.173 | 15.75 | 12.402 | 364.79 | 20.926 | 451.144 | 35.7 | 238796.65 | 239663.511 | 34.611 | 1266.65 | 179427.051 | 25.912 | 1274.525 | 119671.127 | 17.283 | 911.589 | 59797.916 | 8.636 | 580.481 | 2281765.81 | 2272863.174 | 38.518 | 1341.122 | 1711594.874 | 29.006 | 1142.478 | 1140427.233 | 19.327 | 790.414 | 570483.444 | 9.668 | 499.139 | 768957.28 | 771532.282 | 48.383 | 1218.436 | 576772.705 | 36.169 | 1194.589 | 384648.975 | 24.121 | 864.919 | 192222.457 | 12.054 | 562.65 | 402577.07 | 402546.19 | 26.74 | 1221.98 | 302032.22 | 20.06 | 1019.9 | 201280.74 | 13.37 | 774.11 | 100653.88 | 6.69 | 517.84 | 636068.93 | 635804.01 | 30.44 | 1233.08 | 477172.51 | 22.85 | 1162.9 | 317936.88 | 15.22 | 867.09 | 159083.7 | 7.62 | 529.76 | 44718.51 | 44071.08 | 45.12 | 1242.28 | 33535.11 | 34.33 | 1137.35 | 22350.06 | 22.88 | 836.81 | 11204.6 | 11.47 | 545.68 | 9831995.76 | 9808284.08 | 27.698 | 1215.09 | 8606912.37 | 24.306 | 1178.82 | 7373215.5 | 20.822 | 1064.74 | 6161678.04 | 17.4 | 960.57 | 4925950.43 | 13.911 | 835.3 | 3685879.86 | 10.409 | 698.31 | 2461746.3 | 6.952 | 576.8 | 1228294.16 | 3.469 | 456.3 | 1307.26 | 1301.68 | 3.85 | 245.22 | 648.94 | 1.92 | 195.5 | 17967.53 | 17856.66 | 130.73 | 263.52 | 8980.14 | 65.75 | 245.1 | 284.45 | 24.69 | 1157.67 | 286.3 | 24.85 | 1210.5 | 8394561.67 | 56.68 | 1317 | 81874397.26 | 552.85 | 1225.44 | 171.1 | 21.4 | 67.3 | 97.2 | 35.7 | 229.1 | 0 | 1 | 0 | 0 | 0 | 0 | 1+1 |  | 0.89 | 0.93 | 0.94 | 0.93 | Single | 1 | 1600 | A2 | 184 | 77 | 2020 |  | #REF! | #REF! | #REF! | #REF! |  | 4 | [5 empty] | AJED
TGG | AJED | 2.0.2 | 2020 | TGG78 | Low-End | Yes | Yes | Yes | Yes | Yes | Yes | Yes | Yes | Yes | Yes | Yes | No | Yes | No | No | No | Rack | 2 U | Managed | 1 | Intel(R) Xeon(R) Gold 5122 CPU @ 3.60GHz | 2 | 2 | 3592 | 4 | 2 | 95700 | 12 | 12 x DDR4, 8GB | 8 |  |  | 2 | Redendant | 1600 | Microsoft Corporation Microsoft Windows Server 2019 Standard | 10.0.17763 | Oracle Corporation | 1.8.0_121-b13 | Intel_Win_HS18_5 | 5.504 | 8.1 | 7.536 | 4.172 | 4.523 | 6.501 | 4.799 | 7.256 | 14.016 | 20.654 | 43.996 | 9.7 | 21771.27 | 21866.42 | 3.158 | 474.983 | 16387.584 | 2.367 | 437.709 | 10900.431 | 1.574 | 283.342 | 5475.192 | 0.791 | 172.014 | 280370.35 | 281385.927 | 4.769 | 477.019 | 210366.542 | 3.565 | 451.514 | 140243.089 | 2.377 | 291.784 | 70105.216 | 1.188 | 177.481 | 75906.62 | 74626.253 | 4.68 | 470.733 | 56934.866 | 3.57 | 479.886 | 37986.785 | 2.382 | 357.531 | 18978.393 | 1.19 | 181.809 | 32149.3 | 32244.18 | 2.14 | 430.23 | 24092.93 | 1.6 | 341.51 | 16059.78 | 1.07 | 253.45 | 8026.36 | 0.53 | 172.66 | 51928.73 | 52252.43 | 2.5 | 437.94 | 38910.85 | 1.86 | 413.76 | 25949.15 | 1.24 | 269.24 | 12939.84 | 0.62 | 175.72 | 3680.74 | 3664.15 | 3.75 | 455.48 | 2775.28 | 2.84 | 416.39 | 1837.61 | 1.88 | 278.98 | 925.39 | 0.95 | 200.97 | 1045242.93 | 1045633.95 | 2.953 | 418.23 | 911814.32 | 2.575 | 385.2 | 787899.18 | 2.225 | 362.33 | 655308.68 | 1.851 | 315.08 | 523976.27 | 1.48 | 273.3 | 391918.12 | 1.107 | 243.38 | 262423.04 | 0.741 | 222.91 | 130143.27 | 0.368 | 182.18 | 396.17 | 410.1 | 1.21 | 127.24 | 199.11 | 0.59 | 106.4 | 275.74 | 282.53 | 2.07 | 104.62 | 139.08 | 1.02 | 102.48 | 90.94 | 7.89 | 428.26 | 89.78 | 7.79 | 336.75 | 792469.52 | 5.35 | 467 | 2723481.62 | 18.39 | 418 | 96.4 | 5.7 | 10.1 | 30.1 | 9.7 | 230.9 | 0 | 1 | 0 | 0 | 0 | 0 | n+0 |  | 0.89 | 0.93 | 0.94 | 0.93 | Single | 1 | 1600 | A2 | 99.5 | 78 | 2020 |  | #REF! | #REF! | #REF! | #REF! |  | 2 | [5 empty] | AJED
TGG | AJED | 2.0.2 | 2020 | TGG79 | High-End | Yes | Yes | Yes | Yes | Yes | Yes | Yes | Yes | Yes | Yes | Yes | No | Yes | No | No | No | Rack | 2 U | Managed | 1 | Intel(R) Xeon(R) Platinum 8280 CPU @ 2.70GHz | 4 | 2 | 2694 | 28 | 2 | 383700 | 12 | 12 x DDR4, 32GB | 8 |  |  | 2 | Redendant | 1600 | Microsoft Corporation Microsoft Windows Server 2019 Standard | 10.0.17763 | Oracle Corporation | 1.8.0_121-b13 | Intel_Win_HS18_5 | 19.297 | 23.424 | 28.236 | 16.827 | 18.145 | 26.85 | 14.889 | 20.83 | 598.873 | 20.588 | 299.813 | 33.5 | 121414.23 | 121530.332 | 17.551 | 658.061 | 91133.114 | 13.161 | 666.203 | 60743.442 | 8.772 | 474.158 | 30336.2 | 4.381 | 308.013 | 1141437.34 | 1140641.836 | 19.33 | 661.458 | 855927.407 | 14.505 | 613.09 | 570650.554 | 9.671 | 411.545 | 285394.821 | 4.837 | 261.026 | 389227.42 | 385066.606 | 24.147 | 622.832 | 291900.408 | 18.305 | 621.726 | 194629.856 | 12.205 | 451.471 | 97272.142 | 6.1 | 296.139 | 201470.55 | 201953.97 | 13.41 | 627.4 | 151102.85 | 10.04 | 535.81 | 100700.92 | 6.69 | 405.16 | 50355.69 | 3.34 | 275.77 | 318122.7 | 318668 | 15.26 | 614.01 | 238609.21 | 11.42 | 607.25 | 159159.77 | 7.62 | 442.09 | 79557.26 | 3.81 | 283.1 | 22356.62 | 22333.75 | 22.86 | 623.01 | 16764.28 | 17.16 | 608.36 | 11152.62 | 11.42 | 441.58 | 5563.64 | 5.7 | 293.31 | 4904342.58 | 4929176.09 | 13.92 | 640.82 | 4286916.92 | 12.106 | 618.59 | 3675413.56 | 10.379 | 562.19 | 3060849.98 | 8.644 | 504.08 | 2446403.68 | 6.909 | 434.86 | 1841095.79 | 5.199 | 366.12 | 1233504.3 | 3.483 | 305.64 | 617197.15 | 1.743 | 249.71 | 1319.04 | 1330.99 | 3.93 | 145.98 | 660.03 | 1.95 | 121.08 | 17779.14 | 17745.75 | 129.92 | 158.8 | 8891.23 | 65.09 | 148.49 | 143.45 | 12.45 | 595.39 | 142.9 | 12.41 | 612.06 | 4214604.47 | 28.46 | 661.39 | 28908814.67 | 195.2 | 651.09 | 93.7 | 20.6 | 111.7 | 78.6 | 33.5 | 229.7 | 0 | 1 | 0 | 0 | 0 | 0 | 1+1 |  | 0.89 | 0.93 | 0.94 | 0.93 | Single | 1 | 1600 | A2 | 118 | 79 | 2020 |  | #REF! | #REF! | #REF! | #REF! |  | 2 | [5 empty] | AJED
TGG | AJEE | 2.0.2 | 2020 | TGG80 | Low-End | Yes | Yes | Yes | Yes | Yes | Yes | Yes | Yes | Yes | Yes | Yes | No | Yes | No | No | No | Rack | 2 U | Managed | 1 | Intel(R) Xeon(R) Gold 5122 CPU @ 3.60GHz | 4 | 4 | 3592 | 4 | 2 | 191700 | 24 | 24 x DDR4, 8GB | 8 |  |  | 2 | Redendancy | 1600 | Microsoft Corporation Microsoft Windows Server 2019 Standard | 10.0.17763 | Oracle Corporation | 1.8.0_121-b13 | Intel_Win_HS18_5 | 6.549 | 10.723 | 9.928 | 5.563 | 5.622 | 8.894 | 6.097 | 4.187 | 6.578 | 22.042 | 75.768 | 12.1 | 39402.68 | 39591.773 | 5.718 | 675.25 | 29682.824 | 4.287 | 572.956 | 19794.117 | 2.859 | 443.939 | 9875.974 | 1.426 | 316.385 | 538113.25 | 539743.428 | 9.147 | 632.169 | 403741.862 | 6.842 | 562.461 | 269142.451 | 4.561 | 452.536 | 134614.687 | 2.281 | 306.149 | 143507.79 | 143154.247 | 8.977 | 688.806 | 107688.296 | 6.753 | 667.458 | 71874.789 | 4.507 | 470.358 | 35874.183 | 2.25 | 292.634 | 64654.12 | 64515.2 | 4.29 | 548.3 | 48511.47 | 3.22 | 474.24 | 32318.25 | 2.15 | 413.74 | 16184.44 | 1.08 | 309.05 | 93923.5 | 94104.35 | 4.51 | 582.61 | 70427.82 | 3.37 | 520.39 | 46900.92 | 2.25 | 429.19 | 23491.44 | 1.13 | 295.22 | 7360.74 | 7368.7 | 7.54 | 637.3 | 5520.9 | 5.65 | 518.73 | 3687.34 | 3.78 | 422.35 | 1841.67 | 1.89 | 347.24 | 2065161.99 | 2067414.55 | 5.838 | 572.34 | 1804079.3 | 5.095 | 540.83 | 1548604.81 | 4.373 | 509 | 1296803.67 | 3.662 | 478.03 | 1028127.66 | 2.903 | 444.28 | 771349.67 | 2.178 | 408.32 | 518192.45 | 1.463 | 372.43 | 256608.62 | 0.725 | 328.93 | 341.04 | 330.38 | 0.98 | 174.15 | 167.5 | 0.5 | 158.23 | 189.14 | 186.91 | 1.37 | 151.79 | 94.46 | 0.69 | 144.08 | 153.88 | 13.36 | 597.72 | 155.7 | 13.52 | 621.66 | 1428128.12 | 9.64 | 689.48 | 7021514.62 | 47.41 | 625.75 | 146.3 | 7.4 | 5.2 | 40.9 | 12.1 | 229.9 | 0 | 1 | 0 | 0 | 0 | 0 | 1+1 |  | 0.8942 | 0.9259 | 0.9428 | 0.9289 | Single | 1 | 1600 | A2 | 161.7 | 80 | 2020 |  | #REF! | #REF! | #REF! | #REF! |  | 4 | [5 empty] | AJEE
TGG | AJEE | 2.0.2 | 2020 | TGG81 | High-End | Yes | Yes | Yes | Yes | Yes | Yes | Yes | Yes | Yes | Yes | Yes | No | Yes | No | No | No | Rack | 2 U | Managed | 1 | Intel(R) Xeon(R) Platinum 8280 CPU @ 2.70GHz | 4 | 4 | 2694 | 28 | 2 | 767700 | 24 | 24 x DDR4, 32GB | 8 |  |  | 2 | Redendancy | 1600 | Microsoft Corporation Microsoft Windows Server 2019 Standard | 10.0.17763 | Oracle Corporation | 1.8.0_121-b13 | Intel_Win_HS18_5 | 17.634 | 23.105 | 27.378 | 16.939 | 16.318 | 27.291 | 14.754 | 9.233 | 268.813 | 20.524 | 389.398 | 32.7 | 218276.13 | 217844.741 | 31.46 | 1301.134 | 163703.957 | 23.642 | 1277.639 | 109082.38 | 15.753 | 957.183 | 54548.292 | 7.878 | 599.936 | 2269999.56 | 2269241.604 | 38.456 | 1286.681 | 1702854.661 | 28.858 | 1198.853 | 1134823.046 | 19.232 | 846.472 | 567436.036 | 9.616 | 551.569 | 710720.73 | 703727.435 | 44.13 | 1162.953 | 533165.213 | 33.435 | 1140.108 | 355513.89 | 22.294 | 874.731 | 177743.727 | 11.146 | 562.694 | 399110.26 | 398223.64 | 26.45 | 1182.8 | 299225.08 | 19.87 | 1057.11 | 199661.56 | 13.26 | 823.75 | 99821.55 | 6.63 | 544.96 | 558192.51 | 556558.34 | 26.65 | 1176.49 | 418567.56 | 20.04 | 1169.62 | 278994.24 | 13.36 | 873.49 | 139557.1 | 6.68 | 559.24 | 43845.03 | 43629.47 | 44.66 | 1202.75 | 32847.29 | 33.63 | 1140.61 | 21923.38 | 22.44 | 871.27 | 10937.17 | 11.2 | 569.2 | 9563299.69 | 9572191.6 | 27.032 | 1221.85 | 8374203.32 | 23.648 | 1199.14 | 7170311.84 | 20.249 | 1107.73 | 5974370.27 | 16.871 | 998.74 | 4789789.38 | 13.526 | 874.9 | 3580600.35 | 10.111 | 734.12 | 2390110.12 | 6.75 | 603.68 | 1192062.58 | 3.366 | 481.04 | 1473.79 | 1532.52 | 4.53 | 342.1 | 736.97 | 2.18 | 338.06 | 18158.7 | 18017.13 | 131.91 | 353.66 | 9084.57 | 66.51 | 343.29 | 285.26 | 24.76 | 1206.27 | 285.88 | 24.82 | 1209.37 | 7309370.78 | 49.36 | 1248.33 | 70911031 | 478.82 | 1229.64 | 336.4 | 19.9 | 49.8 | 89.4 | 32.7 | 228.5 | 0 | 1 | 0 | 0 | 0 | 0 | 1+1 |  | 0.89 | 0.93 | 0.94 | 0.93 | Single | 1 | 1600 | A2 | 164.4 | 81 | 2020 |  | #REF! | #REF! | #REF! | #REF! |  | 4 | [5 empty] | AJEE
TGG | AJEE | 2.0.2 | 2020 | TGG82 | Low-End | Yes | Yes | Yes | Yes | Yes | Yes | Yes | Yes | Yes | Yes | Yes | No | Yes | No | No | No | Rack | 2 U | Managed | 1 | Intel(R) Xeon(R) Gold 5122 CPU @ 3.60GHz | 4 | 2 | 3592 | 4 | 2 | 95700 | 12 | 12 x DDR4, 8GB | 8 |  |  | 2 | Redendancy | 1600 | Microsoft Corporation Microsoft Windows Server 2019 Standard | 10.0.17763 | Oracle Corporation | 1.8.0_121-b13 | Intel_Win_HS18_5 | 5.523 | 9.166 | 8.071 | 4.747 | 4.684 | 7.286 | 5.25 | 6.718 | 9.927 | 20.067 | 49.584 | 10.2 | 20473.87 | 20440.708 | 2.952 | 420.923 | 15342.815 | 2.216 | 364.093 | 10219.486 | 1.476 | 263.111 | 5080.432 | 0.734 | 188.765 | 271702.99 | 273167.535 | 4.629 | 371.41 | 203743.112 | 3.453 | 347.057 | 135832.697 | 2.302 | 260.208 | 67937.693 | 1.151 | 178.953 | 71057.08 | 70209.526 | 4.403 | 431.094 | 53286.241 | 3.342 | 398.921 | 35506.435 | 2.227 | 285.309 | 17762.482 | 1.114 | 175.22 | 32267.45 | 32262.1 | 2.14 | 342.24 | 24191.7 | 1.61 | 277.48 | 16137.94 | 1.07 | 241.42 | 8077.16 | 0.54 | 169.97 | 46401.8 | 46568.85 | 2.23 | 354.32 | 34863.91 | 1.67 | 314.78 | 23229.07 | 1.11 | 248.87 | 11609.16 | 0.56 | 172.15 | 3666.22 | 3670.62 | 3.76 | 405.6 | 2749.48 | 2.82 | 328.95 | 1830.37 | 1.87 | 246.01 | 919.61 | 0.94 | 201.69 | 1034004.38 | 1034023.16 | 2.92 | 333.39 | 902320.78 | 2.548 | 317 | 778776.16 | 2.199 | 294.7 | 646440.03 | 1.826 | 275.32 | 517191.37 | 1.461 | 256.3 | 385454.47 | 1.089 | 239.06 | 259571.92 | 0.733 | 221.49 | 129723.1 | 0.366 | 189.88 | 376.64 | 368.23 | 1.09 | 120.73 | 184.8 | 0.55 | 109.01 | 220.9 | 220.92 | 1.62 | 121.64 | 109.74 | 0.8 | 108.41 | 82.11 | 7.13 | 337.24 | 78.07 | 6.78 | 355.68 | 710292.23 | 4.8 | 394.06 | 2447558.44 | 16.53 | 333.31 | 104.5 | 6.2 | 8.2 | 31.5 | 10.2 | 230.3 | 0 | 1 | 0 | 0 | 0 | 0 | 1+1 |  | 0.89 | 0.93 | 0.94 | 0.93 | Single | 1 | 1600 | A2 | 108.3 | 82 | 2020 |  | #REF! | #REF! | #REF! | #REF! |  | 2 | [5 empty] | AJEE
TGG | AJEE | 2.0.2 | 2020 | TGG83 | High-End | Yes | Yes | Yes | Yes | Yes | Yes | Yes | Yes | Yes | Yes | Yes | No | Yes | No | No | No | Rack | 2 U | Managed | 1 | Intel(R) Xeon(R) Platinum 8280 CPU @ 2.70GHz | 4 | 2 | 2694 | 28 | 2 | 383700 | 12 | 12 x DDR4, 32GB | 8 |  |  | 2 | Redendancy | 1600 | Microsoft Corporation Microsoft Windows Server 2019 Standard | 10.0.17763 | Oracle Corporation | 1.8.0_121-b13 | Intel_Win_HS18_5 | 17.786 | 23.083 | 27.756 | 16.764 | 15.988 | 27.211 | 14.41 | 20.895 | 580.339 | 19.901 | 287.209 | 32.3 | 111234.12 | 111184.042 | 16.057 | 640.923 | 83399.504 | 12.044 | 628.535 | 55662.081 | 8.039 | 488.974 | 27787.924 | 4.013 | 316.483 | 1138820.08 | 1136866.96 | 19.266 | 659.545 | 854242.425 | 14.477 | 599.361 | 569423.688 | 9.65 | 434.455 | 284486.401 | 4.821 | 266.121 | 366298 | 363696.911 | 22.807 | 589.023 | 274702.832 | 17.227 | 567.745 | 183089.138 | 11.481 | 442.584 | 91620.888 | 5.746 | 295.055 | 200522.95 | 200308.2 | 13.3 | 597.35 | 150296.31 | 9.98 | 517.07 | 100217.86 | 6.66 | 418.49 | 50050.36 | 3.32 | 287.86 | 281449.35 | 281357.24 | 13.47 | 602.03 | 210949.14 | 10.1 | 582.4 | 140807.32 | 6.74 | 446.4 | 70364.38 | 3.37 | 302.12 | 22145.7 | 22004.13 | 22.53 | 604.55 | 16621.5 | 17.02 | 564.36 | 11051.89 | 11.31 | 439.69 | 5526.85 | 5.66 | 298.33 | 4815655.54 | 4819998.08 | 13.611 | 631.11 | 4205116.93 | 11.875 | 614.95 | 3619262.32 | 10.221 | 562.87 | 2997410.86 | 8.465 | 507.67 | 2412095.15 | 6.812 | 448.16 | 1807479.31 | 5.104 | 378.69 | 1206012.55 | 3.406 | 315.79 | 604486.59 | 1.707 | 255.8 | 1235.24 | 1282.49 | 3.79 | 133.14 | 611.25 | 1.81 | 117.72 | 17655.47 | 17244.55 | 126.25 | 157.8 | 8835.25 | 64.68 | 153.66 | 141.36 | 12.27 | 613.62 | 141.64 | 12.3 | 620.79 | 3864775.58 | 26.1 | 633.92 | 26369602.66 | 178.06 | 619.96 | 90.1 | 19.8 | 110.1 | 75.6 | 32.3 | 230.2 | 0 | 1 | 0 | 0 | 0 | 0 | 1+1 |  | 0.89 | 0.93 | 0.94 | 0.93 | Single | 1 | 1600 | A2 | 108.6 | 83 | 2020 |  | #REF! | #REF! | #REF! | #REF! |  | 2 | [5 empty] | AJEE
TGG | AJCA | 2.0.1 | 2019 | TGG84 | High-End | Yes | Yes | Yes | Yes | Yes | Yes | Yes | Yes | Yes | Yes | Yes | Yes | Yes | No | No | No | Tower | 5 U | Managed | 1 | Intel(R) Xeon(R) Silver 4216 CPU @ 2.10GHz | 2 | 2 | 2100 | 16 | 2 | 382500 | 12 | 12 x SAMSUNG 32GB RDIMM PC4-2666 | 16 |  |  | 2 | Redundant | 495 | Microsoft Corporation Microsoft Windows Server 2016 Datacenter | 10.0.16299 | Oracle Corporation | 1.8.0_181-b13 | Intel_Win_HS18_5 | 16.637 | 25.278 | 24.263 | 13.479 | 14.32 | 22.579 | 14.359 | 13.505 | 27.842 | 27.113 | 283.825 | 29.2 | 61586.35 | 61184.43 | 8.836 | 350.339 | 46107.796 | 6.659 | 339.981 | 30758.618 | 4.442 | 286.434 | 15367.602 | 2.219 | 221.912 | 817396.23 | 815442.218 | 13.819 | 380.392 | 613154.471 | 10.391 | 367.242 | 408836.195 | 6.928 | 307.591 | 204284.05 | 3.462 | 196.334 | 186979.77 | 180175.223 | 11.299 | 316.875 | 140269.362 | 8.796 | 311.883 | 93395.061 | 5.857 | 280.315 | 46718.662 | 2.93 | 177.639 | 94548.75 | 94570.84 | 6.28 | 308.08 | 71032.31 | 4.72 | 281.99 | 47261.64 | 3.14 | 250.63 | 23657.35 | 1.57 | 203.35 | 146358.37 | 146584.57 | 7.02 | 321.23 | 109748.73 | 5.25 | 304.06 | 73169.2 | 3.5 | 265.12 | 36575.2 | 1.75 | 207.73 | 10754.73 | 10778.83 | 11.03 | 318.9 | 8049.12 | 8.24 | 296.25 | 5369.79 | 5.5 | 256.99 | 2676.58 | 2.74 | 217 | 3080957.16 | 3067464.37 | 8.662 | 358.76 | 2698956.32 | 7.622 | 351.27 | 2304905.9 | 6.509 | 335.68 | 1925173.67 | 5.437 | 309.47 | 1539776.89 | 4.348 | 282.69 | 1156710.86 | 3.267 | 256.34 | 774358.47 | 2.187 | 232.36 | 387786.5 | 1.095 | 199.53 | 717.71 | 713.32 | 2.11 | 114.19 | 353.29 | 1.04 | 105.64 | 582.4 | 585.32 | 4.29 | 112.04 | 290.39 | 2.13 | 104.9 | 121.18 | 10.52 | 386.86 | 121.41 | 10.54 | 389.82 | 2135657.95 | 14.42 | 349.08 | 14677646.32 | 99.11 | 349.19 | 96.3 | 18.1 | 19.4 | 87.7 | 29.2 | 114.7 | 0 | 4 | 0 | 2 | 0 | 0 | 1+1 |  | 0.8372 | 0.9236 | 0.9449 | 0.9347 | Single | 0.99 | 495 | A2 | 96.3 | 84 | 2019 |  | #REF! | #REF! | #REF! | #REF! |  | 2 | [5 empty] | AJCA
TGG | AJCA | 2.0.1 | 2019 | TGG85 | Typical | Yes | Yes | Yes | Yes | Yes | Yes | Yes | Yes | Yes | Yes | Yes | Yes | No | No | No | No | Tower | 5 U | Managed | 1 | Intel(R) Xeon(R) Silver 4210 CPU @ 2.20GHz | 2 | 2 | 2200 | 10 | 2 | 190500 | 12 | 12 x HYNIX 16GB 2Rx8 PC4-2666V-RE1-11 | 16 |  |  | 2 | Redundant | 495 | Microsoft Corporation Microsoft Windows Server 2016 Datacenter | 10.0.16299 | Oracle Corporation | 1.8.0_181-b13 | Intel_Win_HS18_5 | 15.671 | 25.575 | 20.157 | 11.434 | 12.348 | 19.209 | 13.61 | 15.059 | 30.573 | 35.171 | 179.019 | 26.5 | 41960.3 | 42029.599 | 6.07 | 260.158 | 31485.293 | 4.547 | 239.117 | 20954.453 | 3.026 | 207.773 | 10498.737 | 1.516 | 162.445 | 604675.16 | 603377.472 | 10.225 | 279.594 | 453868.533 | 7.692 | 256.219 | 302208.231 | 5.121 | 220.243 | 151063.25 | 2.56 | 152.769 | 117727.19 | 113668.209 | 7.128 | 250.29 | 88256.957 | 5.535 | 225.487 | 58841.561 | 3.69 | 204.183 | 29420.383 | 1.845 | 141.186 | 58941.94 | 58945.32 | 3.92 | 222.48 | 44232.33 | 2.94 | 206.52 | 29499.04 | 1.96 | 186.35 | 14758.27 | 0.98 | 150.94 | 92038.46 | 92008.25 | 4.41 | 235.13 | 68970.32 | 3.3 | 218.37 | 46019.8 | 2.2 | 194.15 | 23014.89 | 1.1 | 152.36 | 6736.96 | 6744.52 | 6.9 | 235.49 | 5040.45 | 5.16 | 214.39 | 3365.18 | 3.45 | 190.84 | 1679.06 | 1.72 | 160.82 | 2121659.1 | 2120769.73 | 5.989 | 263.68 | 1857523.47 | 5.246 | 250.63 | 1598157.67 | 4.513 | 237.4 | 1325042.53 | 3.742 | 221.21 | 1064063.43 | 3.005 | 205.54 | 793394.84 | 2.241 | 188.5 | 532025.34 | 1.502 | 170.9 | 268154.75 | 0.757 | 150.21 | 739.29 | 716.87 | 2.12 | 103.49 | 365.9 | 1.08 | 97.57 | 587.8 | 591.41 | 4.33 | 101.41 | 290.26 | 2.13 | 97.06 | 106.45 | 9.24 | 262.61 | 106.7 | 9.26 | 263.47 | 1501921.34 | 10.14 | 275.67 | 7315636.89 | 49.4 | 275.94 | 92.4 | 16.2 | 21.5 | 79.3 | 26.5 | 115.1 | 0 | 4 | 0 | 0 | 0 | 0 | 1+1 |  | 0.8372 | 0.9236 | 0.9449 | 0.9347 | Single | 0.99 | 495 | A2 |  | 85 | 2019 |  | #REF! | #REF! | #REF! | #REF! |  | 2 | [5 empty] | AJCA
TGG | AJCA | 2.0.1 | 2019 | TGG86 | Low-End | Yes | Yes | Yes | Yes | Yes | Yes | Yes | Yes | Yes | Yes | Yes | Yes | No | No | No | No | Tower | 5 U | Managed | 1 | Intel(R) Xeon(R) Bronze 3104 CPU @ 1.70GHz | 2 | 2 | 1700 | 6 | 1 | 94500 | 12 | 12 x HYNIX 8GB RDIMM PC4-2666 | 16 |  |  | 2 | Redundant | 495 | Microsoft Corporation Microsoft Windows Server 2016 Datacenter | 10.0.16299 | Oracle Corporation | 1.8.0_181-b13 | Intel_Win_HS18_5 | 8.461 | 10.59 | 9.443 | 4.53 | 4.818 | 8.636 | 7.239 | 15.609 | 31.946 | 31.718 | 66.722 | 13.5 | 14788.61 | 14765.692 | 2.132 | 154.735 | 11093.301 | 1.602 | 148.248 | 7416.371 | 1.071 | 140.876 | 3713.771 | 0.536 | 118.513 | 156919.67 | 156821.706 | 2.658 | 155.355 | 117643.115 | 1.994 | 149.248 | 78455.68 | 1.33 | 141.726 | 39239.314 | 0.665 | 113.346 | 36990.98 | 36239.769 | 2.273 | 150.064 | 27762.989 | 1.741 | 145.495 | 18506.108 | 1.161 | 138.825 | 9233.357 | 0.579 | 110.324 | 16083.82 | 16082.78 | 1.07 | 140.63 | 12079.28 | 0.8 | 137.21 | 8062.74 | 0.54 | 133.36 | 4027.14 | 0.27 | 113.25 | 24244.46 | 24252.28 | 1.16 | 145.28 | 18205.63 | 0.87 | 140.96 | 12158.63 | 0.58 | 135.87 | 6056.37 | 0.29 | 113.92 | 2048.77 | 2051.2 | 2.1 | 142.82 | 1536.47 | 1.57 | 138.95 | 1030.62 | 1.06 | 133.92 | 509.31 | 0.52 | 122.9 | 758176.58 | 759641.14 | 2.145 | 154.9 | 662916.42 | 1.872 | 151.47 | 567173.29 | 1.602 | 147.86 | 474760.76 | 1.341 | 144 | 377384.68 | 1.066 | 139.53 | 283935.77 | 0.802 | 134.58 | 190620.05 | 0.538 | 128 | 94096.03 | 0.266 | 116.35 | 712.14 | 716.65 | 2.12 | 98.32 | 356.95 | 1.06 | 93.22 | 585.65 | 585.05 | 4.28 | 96.35 | 291.82 | 2.14 | 93.07 | 66.12 | 5.74 | 180.53 | 65.6 | 5.69 | 179.94 | 447834.48 | 3.02 | 156 | 1543468.56 | 10.42 | 156.2 | 86 | 7.3 | 22.3 | 46 | 13.5 | 115.1 | 0 | 2 | 0 | 0 | 0 | 0 | 1+1 |  | 0.8372 | 0.9236 | 0.9449 | 0.9347 | Single | 0.99 | 495 | A2 | 88.4 | 86 | 2019 |  | #REF! | #REF! | #REF! | #REF! |  | 2 | [5 empty] | AJCA
TGG | AJCB | 2.0.1 | 2019 | TGG87 | High-End | Yes | Yes | Yes | Yes | Yes | Yes | Yes | Yes | Yes | Yes | Yes | Yes | Yes | No | No | No | Tower | 5 U | Managed | 1 | Intel(R) Xeon(R) E-2288G CPU @ 3.70GHz | 1 | 1 | 3701 | 8 | 2 | 63600 | 4 | 4 x Micron / MTA18ASF2G72AZ / RDIMM / DDR4 2666 | 8 |  |  | 2 | Standard | 495 | Microsoft Corporation Microsoft Windows Server 2012 R2 Standard | 6.3.9600 | Oracle Corporation | 1.8.0_171-b11 | Intel_Win_HS18_5 | 15.404 | 18.457 | 20.602 | 12.583 | 13.393 | 20.915 | 8.968 | 15.847 | 18.151 | 11.802 | 73.543 | 18.6 | 21434.15 | 21383.9 | 3.088 | 184.386 | 16057.092 | 2.319 | 119.227 | 10700.987 | 1.545 | 90.623 | 5356.402 | 0.774 | 76.324 | 201179.61 | 201282.204 | 3.411 | 185.19 | 150847.469 | 2.556 | 96.035 | 100576.353 | 1.704 | 83.219 | 50245.082 | 0.851 | 73.687 | 76181.62 | 74430.842 | 4.668 | 184.442 | 57082.377 | 3.58 | 187.205 | 38080.076 | 2.388 | 99.892 | 18999.471 | 1.191 | 76.5 | 37696.66 | 37599.01 | 2.5 | 172.43 | 28309.51 | 1.88 | 140.3 | 18880.39 | 1.25 | 84.44 | 9394.94 | 0.62 | 71.74 | 56598.28 | 56531.49 | 2.71 | 176.48 | 42439.3 | 2.03 | 134.35 | 28315.57 | 1.36 | 89.62 | 14137.33 | 0.68 | 73.8 | 4153.81 | 4158 | 4.26 | 177.7 | 3104.17 | 3.18 | 138.68 | 2063.04 | 2.11 | 88.34 | 1039.37 | 1.06 | 72.96 | 637497.49 | 637921.7 | 1.801 | 186.74 | 555026 | 1.567 | 122.28 | 475849.24 | 1.344 | 99.77 | 399259.16 | 1.127 | 90.03 | 318221.46 | 0.899 | 83.14 | 240542.78 | 0.679 | 77.73 | 159124.2 | 0.449 | 71.81 | 80325.3 | 0.227 | 66.82 | 492.73 | 484.64 | 1.43 | 65.33 | 245.92 | 0.73 | 63.42 | 220.68 | 222.9 | 1.63 | 63.77 | 110.29 | 0.81 | 62.71 | 21.49 | 1.87 | 155.62 | 21.1 | 1.83 | 157.66 | 748679.87 | 5.06 | 181.09 | 2074163.19 | 14.01 | 190.44 | 60.7 | 15.2 | 17 | 29.5 | 18.6 | 230.6 | 0 | 2 | 0 | 0 | 0 | 0 | 1+1 |  | 0.8624 | 0.9224 | 0.9442 | 0.9362 | Single | 0.98 | 495 | A2 | 46.3 | 87 | 2019 |  | #REF! | #REF! | #REF! | #REF! |  | 1 | [5 empty] | AJCB
TGG | AJCB | 2.0.1 | 2019 | TGG88 | Typical | Yes | Yes | Yes | Yes | Yes | Yes | Yes | Yes | Yes | Yes | Yes | Yes | No | No | No | No | Tower | 5 U | Managed | 1 | Intel(R) Xeon(R) E-2234 CPU @ 3.60GHz | 1 | 1 | 3601 | 4 | 2 | 15700 | 2 | 2 x Hynix / HMA81GU7CJR8N-VK / RDIMM / DDR4 2666 | 8 |  |  | 2 | Standard | 495 | Microsoft Corporation Microsoft Windows Server 2012 R2 Standard | 6.3.9600 | Oracle Corporation | 1.8.0_171-b11 | Intel_Win_HS18_5 | 10.789 | 16.677 | 14.279 | 8.335 | 8.485 | 13.701 | 6.712 | 17.576 | 20.387 | 16.283 | 27.056 | 13.5 | 12325.47 | 12309.194 | 1.778 | 136.683 | 9238.418 | 1.334 | 101.607 | 6154.926 | 0.889 | 76.767 | 3071.207 | 0.444 | 64.728 | 157956.83 | 158016.529 | 2.678 | 141.268 | 118431.515 | 2.007 | 91.052 | 78925.342 | 1.338 | 74.947 | 39505.76 | 0.669 | 64.541 | 40366.62 | 39928.205 | 2.504 | 132.983 | 30260.662 | 1.898 | 130.072 | 20223.64 | 1.268 | 80.89 | 10100.385 | 0.633 | 65.62 | 19529.04 | 19537.16 | 1.3 | 129.17 | 14699.46 | 0.98 | 96.88 | 9782.53 | 0.65 | 70.71 | 4895.51 | 0.33 | 62.65 | 30153.55 | 30127.14 | 1.44 | 137.58 | 22603.21 | 1.08 | 116.77 | 15107.43 | 0.72 | 76.55 | 7525.69 | 0.36 | 63.83 | 2217.89 | 2223.4 | 2.28 | 137.07 | 1667.61 | 1.71 | 107.14 | 1107.14 | 1.13 | 76.08 | 555.3 | 0.57 | 63.59 | 418607.97 | 419671.43 | 1.185 | 138.13 | 363304.95 | 1.026 | 112.74 | 315856.96 | 0.892 | 94.8 | 259863 | 0.734 | 80.47 | 210382.48 | 0.594 | 73.52 | 156858.92 | 0.443 | 67.96 | 105928.59 | 0.299 | 63.55 | 52346.27 | 0.148 | 59.63 | 475.33 | 476.66 | 1.41 | 57.53 | 239.83 | 0.71 | 56.15 | 219.83 | 220.68 | 1.62 | 56.41 | 110.5 | 0.81 | 55.75 | 19.99 | 1.74 | 108.27 | 19.87 | 1.73 | 104.26 | 417541.08 | 2.82 | 138.54 | 552825.93 | 3.73 | 137.97 | 55.5 | 10.8 | 18.9 | 21 | 13.5 | 230.7 | 0 | 2 | 0 | 0 | 0 | 0 | 1+1 |  | 0.8624 | 0.9224 | 0.9442 | 0.9362 | Single | 0.98 | 495 | A2 |  | 88 | 2019 |  | #REF! | #REF! | #REF! | #REF! |  | 1 | [5 empty] | AJCB
TGG | AJCB | 2.0.1 | 2019 | TGG89 | Low-End | Yes | Yes | Yes | Yes | Yes | Yes | Yes | Yes | Yes | Yes | Yes | Yes | No | No | No | No | Tower | 5 U | Managed | 1 | Intel(R) Pentium(R) Gold G5500 CPU @ 3.80GHz | 1 | 1 | 3800 | 2 | 2 | 15700 | 2 | 2 x Hynix / HMA81GU7CJR8N-VK, RDIMM DDR4 2666 | 8 |  |  | 2 | Standard | 495 | Microsoft Corporation Microsoft Windows Server 2012 R2 Standard | 6.3.9600 | Oracle Corporation | 1.8.0_171-b11 | Intel_Win_HS18_5 | 6.631 | 11.73 | 6.989 | 4.695 | 5.12 | 7.919 | 4.339 | 17.7 | 20.322 | 20.279 | 20.318 | 9.6 | 5653.46 | 5643.623 | 0.815 | 81.856 | 4232.261 | 0.611 | 70.599 | 2841.333 | 0.41 | 63.201 | 1420.255 | 0.205 | 59.384 | 87488.56 | 87296.116 | 1.479 | 83.923 | 65618.091 | 1.112 | 73.198 | 43722.133 | 0.741 | 64.744 | 21891.617 | 0.371 | 60.058 | 14422.81 | 14441.063 | 0.906 | 86.242 | 10914.091 | 0.684 | 80.449 | 7229.17 | 0.453 | 64.508 | 3603.21 | 0.226 | 59.453 | 8314.34 | 8319.97 | 0.55 | 75.13 | 6219.15 | 0.41 | 66.87 | 4171.36 | 0.28 | 61.31 | 2078.62 | 0.14 | 58.33 | 12882.32 | 12881 | 0.62 | 78.11 | 9663.2 | 0.46 | 69.28 | 6440.24 | 0.31 | 62.31 | 3227.25 | 0.16 | 58.69 | 926.87 | 927.61 | 0.95 | 77.28 | 695.6 | 0.71 | 68.93 | 466.79 | 0.48 | 62.04 | 229.81 | 0.24 | 58.47 | 218659.61 | 218061.1 | 0.616 | 81.85 | 188893.34 | 0.533 | 76 | 164159.44 | 0.464 | 71.42 | 136081 | 0.384 | 66.89 | 109724.34 | 0.31 | 63.67 | 81005.51 | 0.229 | 61.15 | 54522.4 | 0.154 | 59.14 | 27251.36 | 0.077 | 57.2 | 479.73 | 470.67 | 1.39 | 56.6 | 239.23 | 0.71 | 55.44 | 218.64 | 214.61 | 1.57 | 55.69 | 110.1 | 0.81 | 55.06 | 18.63 | 1.62 | 79.88 | 18.7 | 1.62 | 79.91 | 189182.17 | 1.28 | 83.99 | 253868.53 | 1.71 | 84.37 | 55 | 6.4 | 19 | 20.3 | 9.6 | 230.7 | 0 | 2 | 0 | 0 | 0 | 0 | 1+1 |  | 0.8624 | 0.9224 | 0.9442 | 0.9362 | Single | 0.98 | 495 | A2 | 44.6 | 89 | 2019 |  | #REF! | #REF! | #REF! | #REF! |  | 1 | [5 empty] | AJCB
TGG | AJCC | 2.0.4 | 2021 | TGG90 | High-End | Yes | Yes | Yes | Yes | Yes | Yes | Yes | Yes | Yes | Yes | Yes | No | No | No | No | No | Tower | 4 U | Managed | 1 | Intel(R) Pentium(R) Gold G6505 CPU @ 4.20GHz | 1 | 1 | 4200 | 2 | 2 | 15900 | 2 | 2 x DDR4, 8GB | 2 |  |  | 1 | Standard | 300 | Microsoft Corporation Microsoft Windows Server 2019 Datacenter Evaluation | 10.0.17763 | OpenJDK | 11.0.9.1+1-LTS | Intel_Win_HS18_5 | 10.617 | 15.717 | 10.401 | 6.842 | 7.251 | 11.686 | 6.448 | 64.084 | 120.667 | 26.658 | 16.494 | 13.4 | 6726.68 | 6746.033 | 0.974 | 60.948 | 5047.581 | 0.729 | 54.425 | 3337.915 | 0.482 | 47.133 | 1671.022 | 0.241 | 41.585 | 85889.78 | 86125.67 | 1.46 | 62.759 | 64426.187 | 1.092 | 56.838 | 42945.644 | 0.728 | 47.043 | 21469.907 | 0.364 | 41.213 | 15467.85 | 15397.863 | 0.966 | 63.174 | 11606.596 | 0.728 | 56.011 | 7744.468 | 0.486 | 48.138 | 3869.905 | 0.243 | 41.555 | 8649.08 | 8648.19 | 0.57 | 54.02 | 6508.17 | 0.43 | 50.28 | 4312.88 | 0.29 | 43.41 | 2160.04 | 0.14 | 39.49 | 13115.89 | 13142.3 | 0.63 | 56.54 | 9831.44 | 0.47 | 51.92 | 6553.6 | 0.31 | 44.88 | 3270.59 | 0.16 | 39.94 | 983.62 | 985.98 | 1.01 | 56.02 | 733.21 | 0.75 | 51.54 | 499.44 | 0.51 | 45.41 | 252.56 | 0.26 | 40.95 | 230798.39 | 231207.79 | 0.653 | 56.14 | 201469.95 | 0.569 | 53.89 | 172038 | 0.486 | 51.79 | 145214.97 | 0.41 | 49.44 | 114634.2 | 0.324 | 47.2 | 88344.54 | 0.249 | 44.86 | 56275.3 | 0.159 | 40.87 | 28818.22 | 0.081 | 38.58 | 1365.65 | 1341.85 | 3.97 | 46.13 | 678.75 | 2.01 | 41.97 | 969.08 | 974.08 | 7.13 | 43.3 | 485.06 | 3.55 | 40.17 | 17.57 | 1.53 | 57.37 | 17.66 | 1.53 | 57.36 | 135837.17 | 0.92 | 63.07 | 153333.78 | 1.04 | 62.77 | 36.3 | 9.4 | 87.9 | 21 | 13.4 | 229.7 | 0 | 2 | 0 | 0 | 0 | 0 | 1+1 |  | 0.722 | 0.8176 | 0.8776 | 0.8785 | Single | 0.95 | 300 | A2 |  | 90 | 2021 |  | #REF! | #REF! | #REF! | #REF! |  | 1 |  |  | TGG92 |  |  | AJCC |  | AJCC
TGG | AJCC | 2.0.4 | 2021 | TGG91 | Typical | Yes | Yes | Yes | Yes | Yes | Yes | Yes | Yes | Yes | Yes | Yes | No | No | No | No | No | Tower | 4 U | Managed | 1 | Intel(R) Xeon(R) E-2336 CPU @ 2.90GHz | 1 | 1 | 2904 | 6 | 2 | 31900 | 2 | 2 x DDR4, 16GB | 2 |  |  | 1 | Standard | 300 | Microsoft Corporation Microsoft Windows Server 2019 Datacenter Evaluation | 10.0.17763 | OpenJDK | 11.0.9.1+1-LTS | Intel_Win_HS18_5 | 16.643 | 23.825 | 22.707 | 12.637 | 10.629 | 144.352 | 9.507 | 50.699 | 97.77 | 24.646 | 34.647 | 24.4 | 19233.34 | 19254.431 | 2.781 | 121.106 | 14431.431 | 2.084 | 120.498 | 9581.055 | 1.384 | 77.842 | 4821.775 | 0.696 | 64.072 | 223703.82 | 223344.08 | 3.785 | 123.742 | 167685.824 | 2.842 | 123.078 | 111927.228 | 1.897 | 69.464 | 55968.571 | 0.948 | 56.77 | 59516.96 | 60181.19 | 3.774 | 119.111 | 44581.062 | 2.796 | 119.581 | 29780.921 | 1.868 | 80.777 | 14872.746 | 0.933 | 60.084 | 30589.33 | 30541.74 | 2.03 | 118.2 | 22893.62 | 1.52 | 118.15 | 15281.15 | 1.02 | 78.86 | 7677.67 | 0.51 | 56.83 | 35809.77 | 35837.21 | 1.72 | 117.6 | 26874.68 | 1.29 | 117.45 | 17941.65 | 0.86 | 79.67 | 8939.85 | 0.43 | 57.79 | 22662.62 | 22710.63 | 23.25 | 117.65 | 17025.93 | 17.43 | 117.53 | 11327.57 | 11.6 | 78.83 | 5677.36 | 5.81 | 57.7 | 701958.35 | 699734.66 | 1.976 | 121.09 | 619211.88 | 1.749 | 120.62 | 526637.7 | 1.487 | 120.85 | 438005.64 | 1.237 | 120.41 | 353109.46 | 0.997 | 114.83 | 264322.04 | 0.746 | 92.07 | 176442.11 | 0.498 | 70.39 | 87873.77 | 0.248 | 55.42 | 1386.41 | 1341.23 | 3.96 | 61.93 | 690.55 | 2.04 | 50.79 | 969.2 | 968.15 | 7.09 | 53.26 | 484.17 | 3.55 | 49.35 | 24.7 | 2.14 | 87.53 | 24.87 | 2.16 | 87.05 | 375987.87 | 2.54 | 121.54 | 626484.81 | 4.23 | 122.1 | 45.8 | 20.8 | 70.4 | 29.2 | 24.4 | 230.1 | 0 | 2 | 0 | 0 | 0 | 0 | 1+1 |  | 0.722 | 0.8176 | 0.8776 | 0.8785 | Single | 0.95 | 300 | A2 |  | 91 | 2021 |  | #REF! | #REF! | #REF! | #REF! |  | 1 | [5 empty] | AJCC
TGG | AJCC | 2.0.4 | 2021 | TGG92 | Low-End | Yes | Yes | Yes | Yes | Yes | Yes | Yes | Yes | Yes | Yes | Yes | No | No | No | No | No | Tower | 4 U | Managed | 1 | Intel(R) Pentium(R) Gold G6505 CPU @ 4.20GHz | 1 | 1 | 4200 | 2 | 2 | 15900 | 2 | 2 x DDR4, 8GB | 2 |  |  | 1 | Standard | 300 | Microsoft Corporation Microsoft Windows Server 2019 Datacenter Evaluation | 10.0.17763 | OpenJDK | 11.0.9.1+1-LTS | Intel_Win_HS18_5 | 10.617 | 15.717 | 10.401 | 6.842 | 7.251 | 11.686 | 6.448 | 64.084 | 120.667 | 26.658 | 16.494 | 13.4 | 6726.68 | 6746.033 | 0.974 | 60.948 | 5047.581 | 0.729 | 54.425 | 3337.915 | 0.482 | 47.133 | 1671.022 | 0.241 | 41.585 | 85889.78 | 86125.67 | 1.46 | 62.759 | 64426.187 | 1.092 | 56.838 | 42945.644 | 0.728 | 47.043 | 21469.907 | 0.364 | 41.213 | 15467.85 | 15397.863 | 0.966 | 63.174 | 11606.596 | 0.728 | 56.011 | 7744.468 | 0.486 | 48.138 | 3869.905 | 0.243 | 41.555 | 8649.08 | 8648.19 | 0.57 | 54.02 | 6508.17 | 0.43 | 50.28 | 4312.88 | 0.29 | 43.41 | 2160.04 | 0.14 | 39.49 | 13115.89 | 13142.3 | 0.63 | 56.54 | 9831.44 | 0.47 | 51.92 | 6553.6 | 0.31 | 44.88 | 3270.59 | 0.16 | 39.94 | 983.62 | 985.98 | 1.01 | 56.02 | 733.21 | 0.75 | 51.54 | 499.44 | 0.51 | 45.41 | 252.56 | 0.26 | 40.95 | 230798.39 | 231207.79 | 0.653 | 56.14 | 201469.95 | 0.569 | 53.89 | 172038 | 0.486 | 51.79 | 145214.97 | 0.41 | 49.44 | 114634.2 | 0.324 | 47.2 | 88344.54 | 0.249 | 44.86 | 56275.3 | 0.159 | 40.87 | 28818.22 | 0.081 | 38.58 | 1365.65 | 1341.85 | 3.97 | 46.13 | 678.75 | 2.01 | 41.97 | 969.08 | 974.08 | 7.13 | 43.3 | 485.06 | 3.55 | 40.17 | 17.57 | 1.53 | 57.37 | 17.66 | 1.53 | 57.36 | 135837.17 | 0.92 | 63.07 | 153333.78 | 1.04 | 62.77 | 36.3 | 9.4 | 87.9 | 21 | 13.4 | 229.7 | 0 | 2 | 0 | 0 | 0 | 0 | n+0 |  | 0.722 | 0.8176 | 0.8776 | 0.8785 | Single | 0.95 | 300 | A2 |  | 92 | 2021 |  | #REF! | #REF! | #REF! | #REF! |  | 1 |  | TGG90 |  |  |  | AJCC | AJCC
TGG | AJCD | 2.0.4 | 2021 | TGG93 | High-End | Yes | Yes | Yes | Yes | Yes | Yes | Yes | Yes | Yes | Yes | Yes | Yes | Yes | No | No | No | Tower | 5 U | Managed | 1 | Intel(R) Xeon(R) E-2388G CPU @ 3.20GHz | 1 | 1 | 3192 | 8 | 2 | 63900 | 2 | 2 x DDR4, 32GB | 2 |  |  | 2 | Redundant | 600 | Microsoft Corporation Microsoft Windows Server 2019 Datacenter Evaluation | 10.0.17763 | OpenJDK | 11.0.9.1+1-LTS | Intel_Win_HS18_5 | 17.554 | 23.108 | 24.651 | 13.988 | 11.563 | 157.229 | 10.271 | 43.454 | 83.033 | 21.615 | 49.418 | 26.2 | 24778.03 | 24769.074 | 3.577 | 158.26 | 18585.777 | 2.684 | 169.401 | 12349.666 | 1.784 | 90.738 | 6200.006 | 0.895 | 66.385 | 257088.4 | 257121.174 | 4.357 | 159.182 | 192994.701 | 3.271 | 155.425 | 128614.215 | 2.18 | 75.593 | 64265.215 | 1.089 | 63.445 | 80239.62 | 80997.103 | 5.079 | 156.601 | 60271.826 | 3.78 | 169.119 | 40150.304 | 2.518 | 93.933 | 20137.736 | 1.263 | 66.443 | 43045.47 | 43084.49 | 2.86 | 162.44 | 32283.17 | 2.14 | 161.62 | 21548.49 | 1.43 | 96.13 | 10732.52 | 0.71 | 64.78 | 49345.6 | 49447.48 | 2.37 | 153.82 | 36956.36 | 1.77 | 165.49 | 24699.12 | 1.18 | 96.33 | 12337.75 | 0.59 | 66.75 | 31431.61 | 31473.25 | 32.22 | 154 | 23542.89 | 24.1 | 170.66 | 15728.26 | 16.1 | 93.59 | 7841.77 | 8.03 | 66.77 | 929011.85 | 930286.04 | 2.627 | 159.53 | 813147.25 | 2.296 | 158.22 | 691463.72 | 1.953 | 157.32 | 581353.23 | 1.642 | 152.14 | 463786.03 | 1.31 | 128.43 | 350709.6 | 0.99 | 104.88 | 232884.09 | 0.658 | 82.02 | 115674.54 | 0.327 | 65.21 | 1350.44 | 1335.41 | 3.95 | 69.76 | 673.39 | 1.99 | 59.59 | 964.39 | 957.29 | 7.01 | 62.24 | 487.71 | 3.57 | 58.32 | 27.05 | 2.35 | 108.87 | 27.01 | 2.34 | 108.24 | 509863.57 | 3.44 | 159.08 | 1173867.73 | 7.93 | 160.4 | 54.7 | 22.1 | 60.1 | 32.7 | 26.2 | 229.6 | 0 | 8 | 0 | 0 | 0 | 0 | 1+1 |  | 0.9037 | 0.9335 | 0.9486 | 0.9325 | Single | 0.99 | 600 | A2 | 54.9 | 93 | 2021 |  | #REF! | #REF! | #REF! | #REF! |  | 1 | [5 empty] | AJCD
TGG | AJCD | 2.0.4 | 2021 | TGG94 | Typical | Yes | Yes | Yes | Yes | Yes | Yes | Yes | Yes | Yes | Yes | Yes | Yes | No | No | No | No | Tower | 5 U | Managed | 1 | Intel(R) Xeon(R) E-2336 CPU @ 2.90GHz | 1 | 1 | 2904 | 6 | 2 | 31900 | 2 | 2 x DDR4, 16GB | 2 |  |  | 2 | Redundant | 600 | Microsoft Corporation Microsoft Windows Server 2019 Datacenter Evaluation | 10.0.17763 | OpenJDK | 11.0.9.1+1-LTS | Intel_Win_HS18_5 | 16.503 | 22.807 | 22.917 | 12.674 | 11.174 | 145.668 | 9.883 | 47.136 | 88.595 | 24.322 | 36.534 | 24.6 | 18964.14 | 19015.496 | 2.746 | 119.642 | 14265.63 | 2.06 | 123.521 | 9519.108 | 1.375 | 77.221 | 4729.779 | 0.683 | 62.767 | 226632.47 | 226549.679 | 3.839 | 120.928 | 169911.16 | 2.879 | 124.827 | 113285.476 | 1.92 | 80.611 | 56724.28 | 0.961 | 61.967 | 61533.1 | 59700.841 | 3.744 | 117.784 | 46144.938 | 2.894 | 123.029 | 30706.411 | 1.926 | 79.054 | 15399.864 | 0.966 | 63.759 | 31261.85 | 31249.38 | 2.08 | 117.52 | 23442.5 | 1.56 | 121.32 | 15624.9 | 1.04 | 77.92 | 7828.44 | 0.52 | 60.83 | 38028.34 | 38131.96 | 1.83 | 116.49 | 28512.22 | 1.37 | 116.29 | 19019.01 | 0.91 | 79.31 | 9512.33 | 0.46 | 61.7 | 23266 | 23312.08 | 23.87 | 116.45 | 17458.29 | 17.87 | 120.66 | 11602.11 | 11.88 | 77.69 | 5838.74 | 5.98 | 61.6 | 721685.29 | 722813.45 | 2.041 | 119.41 | 632205.76 | 1.785 | 119.74 | 542717.8 | 1.533 | 118.7 | 450532 | 1.272 | 118.4 | 359843.45 | 1.016 | 104.01 | 271833.76 | 0.768 | 87.64 | 180752.53 | 0.51 | 71.94 | 89913.23 | 0.254 | 59.91 | 1356.02 | 1351.43 | 3.99 | 64.59 | 677.17 | 2 | 55.67 | 962.13 | 963.23 | 7.05 | 57.64 | 480.6 | 3.52 | 54.84 | 22.91 | 1.99 | 81.37 | 22.83 | 1.98 | 81.87 | 395329.4 | 2.67 | 119.98 | 653274.66 | 4.41 | 120.74 | 52.7 | 20.9 | 64.6 | 29.8 | 24.6 | 229.9 | 0 | 4 | 0 | 0 | 0 | 0 | 1+1 |  | 0.9037 | 0.9335 | 0.9486 | 0.9325 | Single | 0.99 | 600 | A2 |  | 94 | 2021 |  | #REF! | #REF! | #REF! | #REF! |  | 1 | [5 empty] | AJCD
TGG | AJCD | 2.0.4 | 2021 | TGG95 | Low-End | Yes | Yes | Yes | Yes | Yes | Yes | Yes | Yes | Yes | Yes | Yes | Yes | Yes | No | No | No | Tower | 5 U | Managed | 1 | Intel(R) Pentium(R) Gold G6405T CPU @ 3.50GHz | 1 | 1 | 3504 | 2 | 2 | 15900 | 2 | 2 x DDR4, 8GB | 8 |  |  | 2 | Redundant | 600 | Microsoft Corporation Microsoft Windows Server 2019 Datacenter Evaluation | 10.0.17763 | OpenJDK | 11.0.9.1+1-LTS | Intel_Win_HS18_5 | 8.513 | 12.872 | 8.593 | 5.376 | 5.758 | 9.174 | 5.419 | 54.133 | 101.346 | 23.815 | 14.2 | 11.1 | 6032.42 | 6035.417 | 0.872 | 63.612 | 4531.874 | 0.654 | 60.144 | 3022.196 | 0.436 | 54.535 | 1517.975 | 0.219 | 49.813 | 78739.41 | 78394.985 | 1.329 | 64.911 | 59031.294 | 1 | 61.607 | 39332.597 | 0.667 | 54.432 | 19677.451 | 0.333 | 49.442 | 14076.07 | 14057.716 | 0.882 | 65.275 | 10565.899 | 0.663 | 60.805 | 7042.381 | 0.442 | 54.066 | 3523.41 | 0.221 | 48.723 | 7758.74 | 7751.24 | 0.52 | 57.82 | 5800.61 | 0.39 | 55.44 | 3880.57 | 0.26 | 51.18 | 1925.64 | 0.13 | 47.7 | 11797.74 | 11812.62 | 0.57 | 59.58 | 8872.11 | 0.43 | 57.75 | 5893.09 | 0.28 | 52.37 | 2942.37 | 0.14 | 48.22 | 885.14 | 885.76 | 0.91 | 59.45 | 672.27 | 0.69 | 57.56 | 433.99 | 0.44 | 52.23 | 217.92 | 0.22 | 48.86 | 227721.03 | 229380.8 | 0.648 | 63.24 | 200793.16 | 0.567 | 62.02 | 169545.92 | 0.479 | 60.1 | 142204.83 | 0.402 | 57.64 | 112776.8 | 0.318 | 55.22 | 84239.72 | 0.238 | 52.12 | 56648.32 | 0.16 | 49.53 | 28067.59 | 0.079 | 47.1 | 1294 | 1341.64 | 3.96 | 52.57 | 648.2 | 1.92 | 49.28 | 967.57 | 967.92 | 7.09 | 50.33 | 482.48 | 3.53 | 48.42 | 17.47 | 1.52 | 63.78 | 17.5 | 1.52 | 63.7 | 118556.5 | 0.8 | 65.53 | 138625.81 | 0.94 | 65.92 | 44.9 | 7.6 | 74.1 | 18.4 | 11.1 | 230.3 | 0 | 2 | 0 | 0 | 0 | 0 | 1+1 |  | 0.9037 | 0.9335 | 0.9486 | 0.9325 | Single | 0.99 | 600 | A2 | 44.1 | 95 | 2021 |  | #REF! | #REF! | #REF! | #REF! |  | 1 | [5 empty] | AJCD
TGG | AJCE | 2.0.1 | 2019 | TGG96 | High-End | Yes | Yes | Yes | Yes | Yes | Yes | Yes | Yes | Yes | Yes | Yes | Yes | Yes | No | No | No | Rack | 2 U | Managed | 1 | Intel(R) Xeon(R) Gold 6230 CPU @ 2.10GHz | 2 | 2 | 2100 | 20 | 2 | 255500 | 8 | 8 x HYNIX 32GB 2Rx4 PC4-2666V-RB2-11 | 2 |  |  | 2 | Redundant | 750 | Microsoft Corporation Microsoft Windows Server 2016 Datacenter | 10.0.16299 | Oracle Corporation | 1.8.0_181-b13 | Intel_Win_HS18_5 | 17.807 | 22.056 | 25.836 | 15.08 | 15.954 | 25.33 | 14.996 | 13.407 | 26.381 | 19.278 | 252.831 | 28.2 | 75324.48 | 75287.151 | 10.873 | 405.928 | 56437.63 | 8.151 | 394.033 | 37703.605 | 5.445 | 326.743 | 18831.084 | 2.72 | 249.715 | 722487.34 | 721530.456 | 12.228 | 422.906 | 541739.724 | 9.181 | 376.612 | 361293.062 | 6.123 | 297.348 | 180583.432 | 3.06 | 187.679 | 239201.48 | 232253.705 | 14.565 | 370.044 | 179408.239 | 11.251 | 370.427 | 119649.465 | 7.503 | 321.019 | 59875.21 | 3.755 | 235.451 | 122546.46 | 122584.23 | 8.14 | 365.96 | 92117.24 | 6.12 | 330.27 | 61292.61 | 4.07 | 285.5 | 30668.63 | 2.04 | 231.46 | 189120.91 | 189130.67 | 9.06 | 374.37 | 141857.47 | 6.79 | 358.5 | 94578.48 | 4.53 | 304.95 | 47386.22 | 2.27 | 238.25 | 13792.79 | 13806.76 | 14.13 | 369.9 | 10327.52 | 10.57 | 346 | 6905.13 | 7.07 | 295.67 | 3418.72 | 3.5 | 237.31 | 3606022.04 | 3594443.82 | 10.151 | 414.62 | 3153407.24 | 8.905 | 404.04 | 2694271.06 | 7.609 | 373.95 | 2252516.15 | 6.361 | 345.78 | 1797159.49 | 5.075 | 319.17 | 1356064.68 | 3.829 | 287.22 | 897744.36 | 2.535 | 250.58 | 448566.36 | 1.267 | 214.6 | 794.71 | 809.57 | 2.39 | 133.25 | 400.09 | 1.18 | 118.04 | 606 | 606.14 | 4.44 | 122.61 | 303.54 | 2.22 | 115.56 | 87.16 | 7.57 | 392.79 | 87.08 | 7.56 | 391.75 | 2685036.52 | 18.13 | 403.54 | 15122791.25 | 102.12 | 403.89 | 105.9 | 19.1 | 18.8 | 69.8 | 28.2 | 114.4 | 0 | 4 | 0 | 2 | 0 | 0 | 1+1 |  | 0.867 | 0.9373 | 0.9469 | 0.9309 | Single | 0.99 | 750 | A2 | 100.1 | 96 | 2019 |  | #REF! | #REF! | #REF! | #REF! |  | 2 | [5 empty] | AJCE
TGG | AJCE | 2.0.1 | 2019 | TGG97 | Typical | Yes | Yes | Yes | Yes | Yes | Yes | Yes | Yes | Yes | Yes | Yes | Yes | No | No | No | No | Rack | 2 U | Managed | 1 | Intel(R) Xeon(R) Silver 4214 CPU @ 2.20GHz | 2 | 2 | 2200 | 12 | 2 | 127500 | 8 | 8 x HYNIX 16GB 2Rx8 PC4-2666V-RE1-11 | 2 |  |  | 2 | Redundant | 495 | Microsoft Corporation Microsoft Windows Server 2016 Datacenter | 10.0.16299 | Oracle Corporation | 1.8.0_181-b13 | Intel_Win_HS18_5 | 16.402 | 24.184 | 23.485 | 12.156 | 13.097 | 20.681 | 14.197 | 15.606 | 30.411 | 24.405 | 163.433 | 25.7 | 48724.6 | 48792.879 | 7.047 | 278.45 | 36520.978 | 5.274 | 264.837 | 24389.702 | 3.522 | 228.484 | 12176.417 | 1.758 | 188.758 | 589660.44 | 590811.493 | 10.012 | 287.728 | 442142.708 | 7.493 | 271.296 | 294821.252 | 4.996 | 227.328 | 147437.051 | 2.499 | 154.292 | 152315.56 | 151337.233 | 9.49 | 266.092 | 114258.04 | 7.165 | 266.143 | 76047.085 | 4.769 | 229.535 | 38085.7 | 2.388 | 156.622 | 70945.28 | 70932.56 | 4.71 | 249.09 | 53315.66 | 3.54 | 230.62 | 35430.04 | 2.35 | 207.96 | 17787.77 | 1.18 | 177.79 | 110401.51 | 110362.53 | 5.28 | 263.07 | 82850.5 | 3.97 | 243.85 | 55128.63 | 2.64 | 216.46 | 27596.05 | 1.32 | 178.89 | 8080.55 | 8087.72 | 8.28 | 261.96 | 6066.52 | 6.21 | 238.48 | 4055.02 | 4.15 | 211.74 | 1999.09 | 2.05 | 180.53 | 2437147.44 | 2433048.89 | 6.871 | 283.01 | 2125450.16 | 6.002 | 277.42 | 1827534.43 | 5.161 | 259.83 | 1519378.94 | 4.291 | 241.73 | 1221871.61 | 3.451 | 225.15 | 915486.02 | 2.585 | 207.97 | 614261.79 | 1.735 | 189.46 | 306514.81 | 0.866 | 169.39 | 819 | 799.9 | 2.36 | 115.87 | 412.18 | 1.22 | 101.99 | 606.64 | 605.81 | 4.44 | 107.24 | 305.47 | 2.24 | 100.01 | 75.99 | 6.6 | 271.43 | 76.95 | 6.68 | 272.55 | 1690739.89 | 11.42 | 278.73 | 6743025.56 | 45.53 | 278.6 | 93.8 | 17.1 | 21.8 | 63.2 | 25.7 | 114.8 | 0 | 4 | 0 | 0 | 0 | 0 | 1+1 |  | 0.867 | 0.9373 | 0.9469 | 0.9309 | Single | 0.99 | 750 | A2 |  | 97 | 2019 |  | #REF! | #REF! | #REF! | #REF! |  | 2 | [5 empty] | AJCE
TGG | AJCE | 2.0.1 | 2019 | TGG98 | Low-End | Yes | Yes | Yes | Yes | Yes | Yes | Yes | Yes | Yes | Yes | Yes | Yes | Yes | No | No | No | Rack | 2 U | Managed | 1 | Intel(R) Xeon(R) Silver 4112 CPU @ 2.60GHz | 2 | 2 | 2600 | 4 | 2 | 63500 | 8 | 8 x HYNIX 8GB 1Rx8 PC4-2666V-RD1-11 | 2 |  |  | 2 | Redundant | 495 | Microsoft Corporation Microsoft Windows Server 2016 Datacenter | 10.0.16299 | Oracle Corporation | 1.8.0_181-b13 | Intel_Win_HS18_5 | 8.334 | 13.674 | 11.261 | 5.867 | 6.428 | 9.901 | 7.772 | 14.801 | 29.598 | 19.003 | 60.81 | 13.7 | 17938.12 | 17967.796 | 2.595 | 197.229 | 13412.497 | 1.937 | 183.717 | 8979.753 | 1.297 | 167.902 | 4509.058 | 0.651 | 144.598 | 253090.82 | 252840.5 | 4.285 | 202.294 | 189923.053 | 3.219 | 190.283 | 126567.867 | 2.145 | 171.438 | 63315.891 | 1.073 | 137.588 | 55537.31 | 56090.505 | 3.517 | 200.419 | 41633.736 | 2.611 | 188.754 | 27738.142 | 1.739 | 168.686 | 13885.544 | 0.871 | 135.559 | 25427.43 | 25436.53 | 1.69 | 178.35 | 19073.55 | 1.27 | 170.46 | 12720.86 | 0.85 | 159.05 | 6349.27 | 0.42 | 133.12 | 39503 | 39506.95 | 1.89 | 183.75 | 29634.61 | 1.42 | 175.57 | 19756.71 | 0.95 | 162.42 | 9889.88 | 0.47 | 134.38 | 2890.9 | 2889.79 | 2.96 | 184.14 | 2165.63 | 2.22 | 174.05 | 1460.28 | 1.5 | 161.62 | 712.89 | 0.73 | 143.72 | 982924.56 | 980243.56 | 2.768 | 198.92 | 858164.87 | 2.423 | 191.22 | 739507.34 | 2.088 | 184.12 | 611831.61 | 1.728 | 175.96 | 489547.01 | 1.382 | 167.47 | 367875.73 | 1.039 | 158.48 | 247081.98 | 0.698 | 148.63 | 124405.84 | 0.351 | 131.66 | 783.82 | 784.7 | 2.32 | 117.41 | 394.53 | 1.17 | 105.07 | 606.48 | 604.44 | 4.43 | 108.65 | 303.64 | 2.22 | 103.35 | 41.95 | 3.64 | 188.95 | 40.77 | 3.54 | 188.86 | 660051.71 | 4.46 | 205.41 | 1845037.54 | 12.46 | 204.87 | 97.3 | 8.7 | 20.9 | 34 | 13.7 | 115.1 | 0 | 2 | 0 | 0 | 0 | 0 | 1+1 |  | 0.867 | 0.9373 | 0.9469 | 0.9309 | Single | 0.99 | 750 | A2 | 90.9 | 98 | 2019 |  | #REF! | #REF! | #REF! | #REF! |  | 2 | [5 empty] | AJCE
TGG | AJCF | 2.0.1 | 2019 | TGG99 | High-End | Yes | Yes | Yes | Yes | Yes | Yes | Yes | Yes | Yes | Yes | Yes | Yes | Yes | No | No | No | Rack | 1 U | Managed | 1 | Intel(R) Xeon(R) Platinum 8280 CPU @ 2.70GHz | 2 | 1 | 2700 | 16 | 2 | 382500 | 12 | 12 x Samsung / M393A4K40CB2-CVF | 2 |  |  | 2 | Redundant | 1100 | Microsoft Corporation Microsoft Windows Server 2016 Standard | 10.0.14393 | Oracle Corporation | 1.8.0_121-b13 | Intel_Win_HS18_5 | 19.484 | 24.381 | 28.968 | 17.152 | 18.378 | 27.272 | 14.888 | 8.314 | 17.157 | 22.162 | 297.635 | 30.6 | 120036.56 | 121349.899 | 17.525 | 671.314 | 90407.184 | 13.056 | 621.619 | 60289.313 | 8.707 | 471.503 | 30125.857 | 4.351 | 305.658 | 1146674.4 | 1148647.818 | 19.466 | 675.803 | 859867.706 | 14.572 | 574.464 | 573640.074 | 9.721 | 403.492 | 286648.335 | 4.858 | 242.003 | 385567.31 | 389924.225 | 24.452 | 629.283 | 289075.079 | 18.128 | 598.614 | 192838.562 | 12.093 | 459.997 | 96339.316 | 6.041 | 265.403 | 202444.94 | 202526.35 | 13.45 | 609.78 | 151797.19 | 10.08 | 509 | 101201.64 | 6.72 | 404.41 | 50600.19 | 3.36 | 281.95 | 321015.72 | 321377.06 | 15.39 | 639.73 | 240770.47 | 11.53 | 570.27 | 160469.43 | 7.68 | 434 | 80235.65 | 3.84 | 289.8 | 22560.45 | 22545.64 | 23.08 | 645.11 | 16910.75 | 17.31 | 559.96 | 11287.04 | 11.56 | 440.02 | 5637.21 | 5.77 | 302.98 | 4979265.7 | 4990673.4986 | 14.093 | 669.05 | 4361022.93 | 12.315 | 613.48 | 3738336.97 | 10.557 | 546.04 | 3113649.45 | 8.793 | 496.45 | 2488880.39 | 7.029 | 439.94 | 1870454.85 | 5.282 | 376.98 | 1247558.05 | 3.523 | 320.07 | 619530.3 | 1.75 | 258.67 | 562.2 | 552.13 | 1.63 | 148.73 | 281.34 | 0.83 | 131.91 | 442.68 | 440.95 | 3.23 | 136.86 | 222.1 | 1.63 | 130.3 | 146.07 | 12.68 | 565.52 | 145.27 | 12.61 | 575.65 | 4091499.81 | 27.63 | 590.2 | 29762668.72 | 200.97 | 675.22 | 122.7 | 20.9 | 11.9 | 81.2 | 30.6 | 115.3 | 0 | 2 | 0 | 2 | 0 | 0 | 1+1 |  | 0.9034 | 0.9394 | 0.9513 | 0.9368 | Single | 0.99 | 1100 | A2 | 120.6 | 99 | 2019 |  | #REF! | #REF! | #REF! | #REF! |  | 1 | [5 empty] | AJCF
TGG | AJCF | 2.0.1 | 2019 | TGG100 | Typical | Yes | Yes | Yes | Yes | Yes | Yes | Yes | Yes | Yes | Yes | Yes | Yes | No | No | No | No | Rack | 1 U | Managed | 1 | Intel(R) Xeon(R) Gold 6230 CPU @ 2.10GHz | 2 | 1 | 2095 | 10 | 2 | 190500 | 12 | 12 x Hynix HMA82GR7CJR8N-VK | 8 |  |  | 2 | Redendant | 750 | Microsoft Corporation Microsoft Windows Server 2016 Standard | 10.0.14393 | Oracle Corporation | 1.8.0_121-b13 | Intel_Win_HS18_5 | 17.928 | 25.916 | 25.045 | 14.388 | 16.198 | 24.403 | 13.816 | 5.859 | 10.825 | 29.964 | 221.851 | 28.2 | 76478.19 | 76310.24 | 11.02 | 400.047 | 57149.593 | 8.253 | 394.431 | 38143.439 | 5.509 | 331.542 | 19059.802 | 2.753 | 255.206 | 927826.12 | 925422.268 | 15.683 | 412.3 | 695878.321 | 11.793 | 406.564 | 463951.518 | 7.863 | 340.828 | 232045.802 | 3.932 | 221.867 | 234999.59 | 238012.709 | 14.926 | 383.697 | 176306.318 | 11.056 | 379.1 | 117385.854 | 7.361 | 324.139 | 58714.674 | 3.682 | 241.092 | 122527.41 | 122516.2 | 8.14 | 378.91 | 91809.56 | 6.1 | 343.74 | 61270.62 | 4.07 | 303.7 | 30584.39 | 2.03 | 241.96 | 198787.03 | 199055.79 | 9.53 | 386.38 | 149189.54 | 7.14 | 368.85 | 99399.34 | 4.76 | 320.12 | 49744.62 | 2.38 | 245.65 | 13960.02 | 13964.45 | 14.3 | 385.02 | 10441.69 | 10.69 | 360.05 | 6992.96 | 7.16 | 311.62 | 3471.32 | 3.55 | 253.75 | 3415514.52 | 3410789.91 | 9.632 | 404.35 | 2978584.77 | 8.411 | 399.33 | 2565621.55 | 7.245 | 377.91 | 2126760.27 | 6.006 | 351.54 | 1702421.77 | 4.808 | 328.3 | 1277228.42 | 3.607 | 301.48 | 854780.05 | 2.414 | 269.67 | 426458.02 | 1.204 | 233.73 | 334.77 | 340.53 | 1.01 | 125.86 | 167.73 | 0.5 | 115.41 | 241.62 | 240.01 | 1.76 | 116.9 | 121.92 | 0.89 | 114.49 | 141.16 | 12.25 | 406.5 | 141.14 | 12.25 | 411.32 | 2739914.98 | 18.5 | 398.2 | 13147341.93 | 88.78 | 400.16 | 110.1 | 19.1 | 8 | 81.5 | 28.2 | 115.2 | 0 | 0 | 0 | 2 | 0 | 0 | 1+1 |  | 0.9034 | 0.9394 | 0.9513 | 0.9368 | Single | 0.99 | 1100 | A2 |  | 100 | 2019 |  | #REF! | #REF! | #REF! | #REF! |  | 1 | [5 empty] | AJCF
TGG | AJCF | 2.0.1 | 2019 | TGG101 | Low-End | Yes | Yes | Yes | Yes | Yes | Yes | Yes | Yes | Yes | Yes | Yes | Yes | Yes | No | No | No | Rack | 1 U | Managed | 1 | Intel(R) Xeon(R) Silver 4112 CPU @ 2.60GHz | 2 | 2 | 2600 | 2 | 2 | 94500 | 12 | 12 x Hynix / HMA81GR7MFR8N-VK | 2 |  |  | 2 | Redundant | 495 | Microsoft Corporation Microsoft Windows Server 2016 Standard | 10.0.14393 | Oracle Corporation | 1.8.0_121-b13 | Intel_Win_HS18_5 | 7.523 | 11.618 | 10.537 | 5.399 | 6.206 | 9.222 | 6.144 | 4.603 | 11.1 | 27.382 | 68.162 | 13 | 17458.16 | 17261.11 | 2.493 | 210.62 | 13024.406 | 1.881 | 198.761 | 8686.638 | 1.254 | 184.874 | 4340.707 | 0.627 | 148.719 | 234519.48 | 234676.988 | 3.977 | 219.408 | 175918.148 | 2.981 | 206.25 | 117214.508 | 1.986 | 187.156 | 58688.468 | 0.995 | 151.811 | 56298.54 | 56492.977 | 3.543 | 214.388 | 42169.222 | 2.644 | 200.099 | 28125.783 | 1.764 | 186.623 | 14096.905 | 0.884 | 148.004 | 25253.16 | 25248.37 | 1.68 | 191.43 | 18902.9 | 1.26 | 183.35 | 12647.67 | 0.84 | 172.5 | 6293.23 | 0.42 | 143.65 | 41361.55 | 41378.74 | 1.98 | 197.53 | 31086.53 | 1.49 | 189.73 | 20721.53 | 0.99 | 175.41 | 10330.09 | 0.5 | 148.34 | 2901.27 | 2898.74 | 2.97 | 197.8 | 2181.64 | 2.23 | 189.07 | 1452.56 | 1.49 | 174.32 | 725.78 | 0.74 | 155.31 | 833628.13 | 834186.14 | 2.356 | 212.18 | 730140.38 | 2.062 | 204.91 | 625921.28 | 1.768 | 197.01 | 519770.71 | 1.468 | 188.25 | 416966.29 | 1.177 | 180.22 | 313048.01 | 0.884 | 171.79 | 209290.03 | 0.591 | 160.87 | 104874.97 | 0.296 | 140.79 | 221.71 | 224.95 | 0.67 | 103.72 | 110.06 | 0.33 | 98.35 | 207.39 | 209.84 | 1.54 | 98.18 | 103.26 | 0.76 | 96.01 | 70.22 | 6.1 | 220.36 | 69.29 | 6.02 | 221.91 | 647327.01 | 4.37 | 216.66 | 2213321.14 | 14.95 | 219.26 | 95.3 | 7.8 | 7.1 | 43.2 | 13 | 115.6 | 0 | 0 | 0 | 2 | 0 | 0 | 1+1 |  | 0.9034 | 0.9394 | 0.9513 | 0.9368 | Single | 0.99 | 1100 | A2 | 96.2 | 101 | 2019 |  | #REF! | #REF! | #REF! | #REF! |  | 2 | [5 empty] | AJCF
TGG | BAFB | 2.0.3 | 2021 | TGG102 | High-End | Yes | Yes | Yes | Yes | Yes | Yes | Yes | Yes | Yes | Yes | Yes | Yes | No | No | No | No | Rack | 2 U | Managed | 1 | Intel(R) Xeon(R) Platinum 8380 CPU @ 2.30GHz | 2 | 2 | 2295 | 40 | 2 | 523742 | 16 | DDR4, 32GB | 2 | Fixed hard disk media | SATA | 2 | Redundant | 800 | Microsoft Windows Server 2019 Datacenter | 10.0.17763 | Oracle Corporation | 1.8.0_231-b11 | Intel_Win_HS18_5 | 27.2792 | 31.0006 | 40.1888 | 24.7929 | 22.6413 | 37.8956 | 25.2639 | 12.6322 | 16.3461 | 31.2987 | 443.8058 | 42.9 | 185872.0555 | 185996.5686 | 26.861 | 753.7333 | 139348.6857 | 20.1243 | 652.8139 | 92972.8997 | 13.4269 | 533.1111 | 46502.4778 | 6.7157 | 335.5533 | 1666146.0267 | 1665817.6078 | 28.2303 | 762.575 | 1249991.426 | 21.1834 | 600.4111 | 832981.7195 | 14.1164 | 487.9389 | 416623.3887 | 7.0604 | 288.8597 | 597735.3821 | 607021.6772 | 38.0661 | 712.1667 | 448425.2835 | 28.1206 | 707.6611 | 299106.6206 | 18.7569 | 468.5778 | 149547.7363 | 9.3781 | 305.6525 | 313273.0449 | 313346.7513 | 20.8114 | 708.275 | 235035.3385 | 15.6102 | 631.9639 | 156605.0223 | 10.4011 | 374.5222 | 78319.523 | 5.2017 | 277.4925 | 420793.4105 | 420521.2399 | 20.1331 | 713.2417 | 315534.0753 | 15.1067 | 690.2556 | 210358.6001 | 10.0712 | 407.3083 | 105184.7882 | 5.0359 | 292.7247 | 31737.4314 | 31681.81 | 32.4326 | 711.0194 | 23772.9978 | 24.3364 | 653.2361 | 15899.6886 | 16.2765 | 380.4667 | 7925.5451 | 8.1134 | 286.0078 | 8967146.9089 | 8972050.4647 | 25.3367 | 756.154 | 7852084.1529 | 22.174 | 725.204 | 6734631.9396 | 19.0183 | 628.2286 | 5597403.6469 | 15.8069 | 571.9921 | 4488103.3269 | 12.6742 | 433.0579 | 3364886.2874 | 9.5023 | 365.2038 | 2248814.0009 | 6.3506 | 307.3175 | 1118011.1185 | 3.1572 | 256.5861 | 1166.9986 | 1164.5106 | 3.4406 | 201.7108 | 589.0334 | 1.7403 | 186.0283 | 579.2471 | 577.0211 | 4.2245 | 186.2709 | 288.4625 | 2.1119 | 179.2548 | 256.5462 | 22.2696 | 717.1889 | 259.7145 | 22.5447 | 714.6143 | 6091590.9708 | 41.1329 | 744.8861 | 48913650.2525 | 330.2852 | 744.2111 | 166.8571 | 29.2 | 14.4 | 117.9 | 42.8 | 230 | 0 | 2 | 0 | 4 | 0 | 0 | 1+1 |  | 0.916 | 0.9406 | 0.9454 | 0.9209 | Single | 1 | 2400 | A2 | 173.9 | 102 | 2021 |  | #REF! | #REF! | #REF! | #REF! |  | 2 | [5 empty] | BAFB
TGG | BAFB | 2.0.3 | 2021 | TGG103 | Low-End | Yes | Yes | Yes | Yes | Yes | Yes | Yes | Yes | Yes | Yes | Yes | Yes | No | No | No | No | Rack | 2 U | Managed | 1 | Intel(R) Xeon(R) Silver 4309Y CPU @ 2.80GHz | 2 | 2 | 2793 | 8 | 2 | 130526 | 16 | DDR4, 8GB | 2 | Fixed hard disk media | SATA | 2 | Redundant | 800 | Microsoft Windows Server 2019 Standard | 10.0.17763 | OpenJDK | 11.0.2+9 | Intel_Win_HS18_5 | 11.5058 | 19.029 | 17.5565 | 10.9893 | 9.0193 | 113.3767 | 10.154 | 15.0902 | 32.1684 | 33.7512 | 92.4494 | 24.8 | 33114.6726 | 33041.9862 | 4.7718 | 273.2661 | 24830.5542 | 3.5859 | 252.0942 | 16546.0284 | 2.3895 | 220.2452 | 8270.759 | 1.1944 | 183.6694 | 472542.5736 | 471254.7718 | 7.9863 | 280.0135 | 354391.3192 | 6.0058 | 260.3632 | 236292.4088 | 4.0044 | 224.3961 | 118054.4326 | 2.0006 | 179.1368 | 115227.7869 | 114601.2397 | 7.1866 | 263.3194 | 86350.442 | 5.415 | 256.3084 | 57662.3681 | 3.616 | 221.0484 | 28762.8124 | 1.8037 | 179.0739 | 64482.7981 | 64332.1791 | 4.2727 | 261.3777 | 48356.9153 | 3.2117 | 224.6135 | 32282.8076 | 2.1441 | 207.1958 | 16073.3405 | 1.0675 | 177.0503 | 76809.228 | 76938.5443 | 3.6835 | 263.251 | 57578.2381 | 2.7566 | 255.8955 | 38401.5468 | 1.8385 | 215.5984 | 19192.5452 | 0.91887 | 178.4897 | 45028.8268 | 45114.3675 | 46.1835 | 262.669 | 33772.0531 | 34.5724 | 254.2439 | 22517.1963 | 23.0508 | 213.6113 | 11259.3395 | 11.5262 | 179.9739 | 1687064.1133 | 1690004.1823 | 4.7725 | 271.7055 | 1472188.6679 | 4.1574 | 265.2539 | 1268954.1021 | 3.5835 | 243.8179 | 1052355.3937 | 2.9718 | 228.9165 | 844307.9734 | 2.3843 | 215.09 | 629111.2106 | 1.7766 | 200.4098 | 421226.0895 | 1.1895 | 186.7732 | 211310.9289 | 0.59673 | 173.5936 | 1116.5284 | 1104.1761 | 3.2624 | 160.0302 | 556.7399 | 1.6449 | 147.2603 | 925.4841 | 935.7987 | 6.8512 | 152.7293 | 458.7473 | 3.3586 | 145.592 | 112.5435 | 9.7694 | 289.1927 | 112.4262 | 9.7592 | 289.4129 | 1007485.7711 | 6.803 | 269.729 | 3700612.4254 | 24.9881 | 270.289 | 136.0015 | 17.2 | 22 | 55.9 | 24.8 | 230 | 0 | 3 | 0 | 0 | 0 | 0 | 1+1 |  | 0.8882 | 0.926 | 0.9449 | 0.9336 | Single | 0.99 | 800 | A2 | 155.1 | 103 | 2021 |  | #REF! | #REF! | #REF! | #REF! |  | 2 | [5 empty] | BAFB
TGG | BAFB | 2.0.3 | 2021 | TGG104 | Other | Yes | Yes | Yes | Yes | Yes | Yes | Yes | Yes | Yes | Yes | Yes | Yes | No | No | No | No | Rack | 2 U | Managed | 1 | Intel(R) Xeon(R) Platinum 8358 CPU @ 2.60GHz | 2 | 2 | 2594 | 32 | 2 | 261598 | 16 | DDR4, 16GB | 8 | Fixed hard disk media | SATA | 2 | Redundant | 2400 | Microsoft Windows Server 2019 Datacenter | 10.0.17763 | Oracle Corporation | 1.8.0_231-b11 | Intel_Win_HS18_5 | 22.921 | 27.4209 | 32.7275 | 19.9935 | 18.2184 | 30.3678 | 20.5017 | 42.3717 | 68.6532 | 29.632 | 266.5009 | 37.1 | 160495.0127 | 160178.838 | 23.1325 | 742.3056 | 120437.1424 | 17.3932 | 683.7806 | 80192.0716 | 11.5811 | 509.8056 | 40087.696 | 5.7893 | 377.6947 | 1593367.3391 | 1592948.5638 | 26.9954 | 749.125 | 1195056.0426 | 20.2524 | 651.7444 | 796975.1274 | 13.5062 | 527.825 | 398109.3875 | 6.7467 | 341.9361 | 498210.3746 | 499153.8103 | 31.3018 | 700.4194 | 373707.1869 | 23.435 | 607.1444 | 249232.7259 | 15.6293 | 512.275 | 124624.5394 | 7.8152 | 358.5158 | 270408.74 | 269010.7869 | 17.8667 | 701.1 | 202875.5854 | 13.4743 | 635.3556 | 135262.7007 | 8.9837 | 419.2639 | 67691.5391 | 4.4958 | 325.8175 | 357384.9442 | 356673.8991 | 17.0763 | 701.7694 | 267973.1158 | 12.8296 | 686.0444 | 178621.1235 | 8.5518 | 447.6667 | 89406.9785 | 4.2805 | 337.7675 | 27478.3883 | 27454.6772 | 28.1053 | 698.825 | 20567.2304 | 21.0546 | 692.0639 | 13729.3153 | 14.0547 | 424.6917 | 6870.9627 | 7.0338 | 334.8919 | 7743654.1381 | 7723954.3554 | 21.8122 | 735.7198 | 6776885.5058 | 19.1377 | 723.669 | 5807188.57 | 16.3993 | 664.1365 | 4840936.2809 | 13.6706 | 583.2857 | 3869856.1401 | 10.9283 | 460.3762 | 2908544.3029 | 8.2136 | 396.7297 | 1937739.6203 | 5.4721 | 352.4971 | 970739.006 | 2.7413 | 304.0364 | 5460.9624 | 5394.3245 | 15.9378 | 274.1108 | 2747.3906 | 8.1173 | 262.8842 | 3527.0611 | 3514.6297 | 25.7312 | 268.5735 | 1753.48 | 12.8375 | 260.9502 | 254.3625 | 22.0801 | 745.5194 | 254.2535 | 22.0706 | 744.45 | 5180720.5769 | 34.9824 | 732.8361 | 28887360.2711 | 195.0594 | 731.9278 | 223.0435 | 24.1 | 53.9 | 88.9 | 37.1 | 230 | 0 | 6 | 0 | 0 | 0 | 0 | 1+1 |  | 0.916 | 0.9406 | 0.9454 | 0.9209 | Single | 1 | 2400 | A2 |  | 104 | 2021 |  | #REF! | #REF! | #REF! | #REF! |  | 2 |  |  | TGG146 |  |  | BAFB |  | BAFB
TGG | BAFB | 2.0.3 | 2021 | TGG105 | Other | Yes | Yes | Yes | Yes | Yes | Yes | Yes | Yes | Yes | Yes | Yes | Yes | No | No | No | No | Rack | 2 U | Managed | 1 | Intel(R) Xeon(R) Platinum 8358 CPU @ 2.60GHz | 1 | 1 | 2594 | 32 | 2 | 261598 | 8 | DDR4, 32GB | 8 | Fixed hard disk media | SATA | 2 | Redundant | 2400 | Microsoft Windows Server 2019 Datacenter | 10.0.17763 | Oracle Corporation | 1.8.0_231-b11 | Intel_Win_HS18_5 | 19.6317 | 23.0933 | 27.7129 | 16.4755 | 15.4193 | 25.281 | 17.2237 | 57.3637 | 95.3886 | 23.6583 | 235.2213 | 31.9 | 83721.1174 | 83523.7066 | 12.0622 | 431.7423 | 62767.046 | 9.0646 | 400.93 | 41877.3334 | 6.0478 | 316.519 | 20939.0685 | 3.024 | 245.7126 | 819730.3967 | 820073.2911 | 13.8976 | 437.751 | 614632.0221 | 10.4161 | 382.6865 | 409575.2863 | 6.941 | 327.9913 | 204909.444 | 3.4726 | 223.2761 | 252172.5453 | 252789.5591 | 15.8523 | 407.0048 | 189111.4225 | 11.8591 | 350.8132 | 126128.2507 | 7.9095 | 308.5758 | 63063.236 | 3.9547 | 226.2755 | 136832.82 | 136900.6236 | 9.0924 | 406.2497 | 102637.5098 | 6.8168 | 384.2329 | 68368.044 | 4.5408 | 261.1977 | 34211.3081 | 2.2722 | 212.8723 | 184702.4935 | 184659.9115 | 8.8409 | 408.079 | 138476.2963 | 6.6298 | 408.7706 | 92336.1597 | 4.4207 | 276.609 | 46171.1223 | 2.2105 | 219.6019 | 13872.6121 | 13879.3715 | 14.2083 | 406.5523 | 10403.1766 | 10.6497 | 398.9165 | 6942.4269 | 7.107 | 264.1158 | 3451.3807 | 3.5332 | 217.1497 | 4014832.7275 | 4008817.8989 | 11.3208 | 425.1298 | 3507653.0761 | 9.9055 | 420.7398 | 3009087.2131 | 8.4976 | 385.1188 | 2514708.7073 | 7.1014 | 352.3568 | 2003319.3221 | 5.6573 | 291.1748 | 1508710.8235 | 4.2605 | 258.5427 | 1003896.5503 | 2.835 | 226.1878 | 501711.8839 | 1.4168 | 204.6622 | 5419.4913 | 5343.7683 | 15.7885 | 200.1715 | 2717.8199 | 8.03 | 192.4759 | 3514.563 | 3533.1978 | 25.8672 | 193.8311 | 1758.4985 | 12.8743 | 188.8233 | 116.5111 | 10.1138 | 423.6962 | 114.5628 | 9.9447 | 424.1143 | 2654739.1265 | 17.9259 | 426.9297 | 14866606.5239 | 100.3855 | 426.7703 | 213.0203 | 20.2 | 74 | 74.6 | 31.9 | 230 | 0 | 6 | 0 | 0 | 0 | 0 | 1+1 |  | 0.916 | 0.9406 | 0.9454 | 0.9209 | Single | 1 | 2400 | A2 |  | 105 | 2021 |  | #REF! | #REF! | #REF! | #REF! |  | 1 |  |  | TGG147 |  |  | BAFB |  | BAFB
TGG | BAFB | 2.0.3 | 2021 | TGG106 | Other | Yes | Yes | Yes | Yes | Yes | Yes | Yes | Yes | Yes | Yes | Yes | Yes | No | No | No | No | Rack | 2 U | Managed | 1 | Intel(R) Xeon(R) Gold 6338T CPU @ 2.10GHz | 2 | 2 | 2095 | 24 | 2 | 130526 | 16 | DDR4, 8GB | 2 | Fixed hard disk media | SATA | 2 | Redundant | 800 | Microsoft Windows Server 2019 Datacenter | 10.0.17763 | OpenJDK | 11.0.9.1+1-LTS | Intel_Win_HS18_5 | 22.6393 | 28.5776 | 33.2807 | 19.1536 | 16.9251 | 214.4698 | 20.6605 | 15.535 | 19.711 | 34.1462 | 88.8741 | 36.2 | 103213.0139 | 103340.6407 | 14.9241 | 510.4839 | 77342.2018 | 11.1695 | 478.7419 | 51672.1866 | 7.4623 | 313.8994 | 25770.892 | 3.7218 | 229.7306 | 1136982.1684 | 1136690.2212 | 19.2633 | 508.0613 | 852532.0526 | 14.4477 | 458.7129 | 568902.0521 | 9.6411 | 362.7803 | 284206.5307 | 4.8164 | 229.1784 | 349275.3325 | 348427.9659 | 21.8498 | 488.7581 | 261977.8755 | 16.4285 | 485.4258 | 174615.9868 | 10.9501 | 324.8594 | 87341.7987 | 5.4772 | 227.6874 | 163681.7068 | 163692.9301 | 10.8719 | 452.7065 | 122677.1684 | 8.1478 | 420.3645 | 81888.619 | 5.4387 | 252.3858 | 40938.6157 | 2.719 | 202.6494 | 218710.6391 | 218902.4902 | 10.4803 | 486.0032 | 164091.8257 | 7.8561 | 459.1677 | 109431.6361 | 5.2392 | 286.5906 | 54596.8006 | 2.6139 | 214.8513 | 128265.3539 | 128400.2439 | 131.4432 | 488.5935 | 96171.8116 | 98.451 | 459.5516 | 64200.5705 | 65.722 | 275.5816 | 32100.8106 | 32.8616 | 213.4813 | 5108039.499 | 5136105.0295 | 14.5042 | 523.6893 | 4475502.4992 | 12.6387 | 518.086 | 3830184.1279 | 10.8163 | 455.9388 | 3188508.1874 | 9.0042 | 334.6728 | 2560326.5758 | 7.2303 | 285.2464 | 1910273.1868 | 5.3945 | 255.2759 | 1281061.7029 | 3.6177 | 227.0824 | 637136.1452 | 1.7992 | 199.4389 | 1202.6808 | 1210.5812 | 3.5767 | 168.6011 | 602.7585 | 1.7809 | 156.5457 | 580.6939 | 584.3824 | 4.2784 | 155.5051 | 289.5668 | 2.12 | 150.1228 | 191.2729 | 16.6035 | 493.1921 | 193.5761 | 16.8035 | 485.1769 | 2058867.547 | 13.9023 | 481.859 | 6841217.7162 | 46.1947 | 519.7774 | 140.3816 | 31.5 | 17.5 | 55.1 | 36.2 | 230 | 0 | 6 | 0 | 0 | 0 | 0 | 1+1 |  | 0.8882 | 0.926 | 0.9449 | 0.9336 | Single | 0.99 | 800 | A2 |  | 106 | 2021 |  | #REF! | #REF! | #REF! | #REF! |  | 2 | [5 empty] | BAFB
TGG | BAFB | 2.0.3 | 2021 | TGG107 | Typical | Yes | Yes | Yes | Yes | Yes | Yes | Yes | Yes | Yes | Yes | Yes | Yes | No | No | No | No | Rack | 2 U | Managed | 1 | Intel(R) Xeon(R) Silver 4310 CPU @ 2.10GHz | 2 | 2 | 2095 | 12 | 2 | 130526 | 16 | DDR4, 8GB | 2 | Fixed hard disk media | SATA | 2 | Redundant | 800 | Microsoft Windows Server 2019 Datacenter | 10.0.17763 | OpenJDK | 11.0.9.1+1-LTS | Intel_Win_HS18_5 | 14.7739 | 23.4135 | 23.1976 | 11.4406 | 10.6607 | 134.6132 | 12.7953 | 15.3591 | 20.0177 | 37.0757 | 71.5696 | 27.1 | 52710.9912 | 53147.7429 | 7.6754 | 357.0365 | 39561.2541 | 5.7133 | 351.73 | 26328.9659 | 3.8023 | 253.5587 | 13147.3213 | 1.8987 | 208.6952 | 724209.8802 | 725454.4971 | 12.2941 | 367.2897 | 543078.8029 | 9.2035 | 362.659 | 362137.0854 | 6.1371 | 264.3248 | 181192.3282 | 3.0706 | 201.5252 | 186468.0355 | 186039.6527 | 11.6665 | 341.7126 | 139829.3331 | 8.7686 | 341.3403 | 93254.7847 | 5.848 | 255.3974 | 46631.2759 | 2.9242 | 202.7939 | 81832.5092 | 81831.7469 | 5.435 | 340.8571 | 61394.5622 | 4.0776 | 329.8706 | 40970.1987 | 2.7211 | 220.75 | 20449.7463 | 1.3582 | 192.6203 | 109179.1753 | 109213.5403 | 5.2288 | 341.5839 | 81913.5782 | 3.9217 | 342.3568 | 54520.9224 | 2.6103 | 235.1326 | 27285.7349 | 1.3063 | 196.8726 | 63794.1372 | 64022.0101 | 65.5392 | 340.78 | 47844.3173 | 48.9782 | 340.2816 | 31880.7818 | 32.6363 | 227.6997 | 15933.3335 | 16.3109 | 197.0871 | 2659211.6482 | 2716381.9776 | 7.671 | 359.1957 | 2327281.2344 | 6.5722 | 356.0121 | 1987879.4917 | 5.6137 | 343.893 | 1658765.1417 | 4.6843 | 304.8644 | 1334528.7241 | 3.7687 | 252.2201 | 993801.8992 | 2.8065 | 236.6791 | 667478.3511 | 1.8849 | 216.6246 | 330930.2083 | 0.93454 | 198.2905 | 1212.613 | 1210.3046 | 3.5759 | 172.8972 | 605.6347 | 1.7894 | 156.882 | 580.2986 | 582.2692 | 4.2629 | 153.9087 | 290.9826 | 2.1303 | 147.2525 | 157.8192 | 13.6996 | 369.1312 | 158.7867 | 13.7836 | 372.1422 | 1146790.7586 | 7.7436 | 362.5732 | 3945528.8924 | 26.6418 | 372.2506 | 136.8179 | 20.8 | 17.5 | 51.5 | 27.1 | 230 | 0 | 3 | 0 | 0 | 0 | 0 | 1+1 |  | 0.8882 | 0.926 | 0.9449 | 0.9336 | Single | 0.99 | 800 | A2 |  | 107 | 2021 |  | #REF! | #REF! | #REF! | #REF! |  | 2 | [5 empty] | BAFB
TGG | AJCJ | 2.0.2 | 2019 | TGG111 | High-End | Yes | Yes | Yes | Yes | Yes | Yes | Yes | Yes | Yes | Yes | Yes | Yes | Yes | No | No | No | Rack | 1 U | Managed | 1 | AMD EPYC 7742 64-Core Processor | 1 | 1 | 1497.185 | 64 | 2 | 503600 | 8 | 8 x 80AD863280AD DDR4 | 4 |  |  | 2 | Redendancy | 550 | Canonical Ubuntu | 18.04 | OpenJDK | 11.0.4+11-post-Ubuntu-1ubuntu218.04.3 | AMD_EPYC_Lin_OJDK11_2 | 20.326 | 22.579 | 48.024 | 30.097 | 26.882 | 500.933 | 21.491 | 5.244 | 8.167 | 19.975 | 420.651 | 47.6 | 88707.32 | 89150.983 | 12.875 | 452.049 | 66659.341 | 9.627 | 398.904 | 44386.836 | 6.41 | 328.789 | 22212.987 | 3.208 | 251.869 | 740705.93 | 741318.535 | 12.563 | 441.222 | 555419.347 | 9.413 | 297.193 | 370404.359 | 6.277 | 275.264 | 185245.671 | 3.139 | 248.408 | 487124.52 | 477865.857 | 29.967 | 421.377 | 365349.908 | 22.911 | 385.806 | 243429.606 | 15.265 | 357.979 | 121845.409 | 7.641 | 258.697 | 287154.14 | 287213.02 | 19.08 | 407.91 | 215386.79 | 14.31 | 408.03 | 143576.25 | 9.54 | 340.16 | 71702.39 | 4.76 | 266.74 | 369602.1 | 368863.44 | 17.66 | 418.05 | 277302.13 | 13.28 | 412.1 | 184797.39 | 8.85 | 374.52 | 92458.76 | 4.43 | 272.52 | 334352.72 | 334849.93 | 342.79 | 445.61 | 250884.03 | 256.83 | 447.53 | 167219.97 | 171.18 | 370.85 | 83528.81 | 85.51 | 276.73 | 6027809.85 | 6106488.04 | 17.244 | 453.81 | 5277480.11 | 14.903 | 448.74 | 4518697.08 | 12.761 | 446.27 | 3770505.47 | 10.648 | 421.33 | 3011234.46 | 8.504 | 379.23 | 2262946.26 | 6.39 | 337.49 | 1508416.05 | 4.26 | 298.25 | 755376.52 | 2.133 | 259.24 | 513.67 | 513.36 | 1.52 | 207.06 | 256.81 | 0.76 | 202.11 | 306.08 | 307.63 | 2.25 | 200.35 | 154.39 | 1.13 | 190.49 | 87.31 | 7.58 | 382.53 | 88.82 | 7.71 | 382.86 | 3826896.8 | 25.84 | 425.79 | 26737452.56 | 180.54 | 429.2 | 191.4 | 40.9 | 6.5 | 91.7 | 47.6 | 230.4 | 0 | 7 | 0 | 2 | 0 | 0 | 1+1 |  | 0.8887 | 0.9275 | 0.9439 | 0.9333 | Single | 0.99 | 550 | A2 | 203.4 | 111 | 2019 |  | #REF! | #REF! | #REF! | #REF! |  | 1 | [5 empty] | AJCJ
TGG | AJCJ | 2.0.2 | 2019 | TGG112 | Typical | Yes | Yes | Yes | Yes | Yes | Yes | Yes | Yes | Yes | Yes | Yes | Yes | No | No | No | No | Rack | 1 U | Managed | 1 | AMD EPYC 7302P 16-Core Processor | 1 | 1 | 1790.642 | 16 | 2 | 64100.5742 | 8 | 802C80B3802C DDR4 | 2 | Fixed hard disk media | SATA | 2 | Redendancy | 550 | Ubuntu | 18.04 | OpenJDK | 11.0.4+11-post-Ubuntu-1ubuntu218.04.3 | AMD_EPYC_Lin_OJDK11_2 | 20.95 | 34.3174 | 36.8833 | 23.4886 | 20.9845 | 398.3031 | 20.545 | 12.6975 | 19.6056 | 36.1625 | 107.4314 | 41.9 | 38247.2327 | 38365.2897 | 5.5406 | 199.0944 | 28702.7159 | 4.1452 | 169.915 | 19127.995 | 2.7624 | 126.9497 | 9542.9891 | 1.3782 | 105.6889 | 553088.9017 | 554343.2439 | 9.3944 | 201.7189 | 414805.8607 | 7.0296 | 173.3658 | 276469.0871 | 4.6853 | 135.7608 | 138357.2706 | 2.3447 | 110.1747 | 162967.3934 | 158154.8817 | 9.9178 | 232.1419 | 122147.7511 | 7.6598 | 178.4772 | 81555.2098 | 5.1143 | 123.5558 | 40679.0204 | 2.551 | 104.6183 | 77323.0004 | 77339.614 | 5.1366 | 146.2903 | 57983.8855 | 3.8511 | 131.3653 | 38668.8525 | 2.5682 | 116.5306 | 19345.2483 | 1.2848 | 95.7594 | 104146.9381 | 104086.4649 | 4.9833 | 164.5758 | 78042.8546 | 3.7364 | 144.9206 | 52055.7071 | 2.4922 | 124.5392 | 26048.2397 | 1.2471 | 100.4764 | 90403.3834 | 90524.1232 | 92.6694 | 159.2967 | 67836.5579 | 69.4442 | 140.4572 | 45213.113 | 46.2846 | 122.8781 | 22558.3312 | 23.0929 | 99.405 | 2203826.8751 | 2212187.3824 | 6.2471 | 210.635 | 1932403.0658 | 5.457 | 193.8071 | 1646033.614 | 4.6483 | 176.6659 | 1371881.8885 | 3.8741 | 155.6835 | 1099317.5458 | 3.1044 | 126.9932 | 828747.974 | 2.3404 | 112.6552 | 547381.4181 | 1.5458 | 105.4163 | 273079.1218 | 0.77116 | 98.9216 | 514.4704 | 515.8725 | 1.5242 | 90.9717 | 259.6604 | 0.76718 | 79.7244 | 321.3635 | 321.6957 | 2.3552 | 90.843 | 161.2649 | 1.1806 | 79.6333 | 68.2641 | 5.9257 | 162.4781 | 67.884 | 5.8927 | 164.3395 | 1314740.7263 | 8.8777 | 202.5561 | 3221237.2568 | 21.7511 | 202.4653 | 72.9235 | 37.6 | 15.8 | 62.3 | 41.9 | 230 | 0 | 7 | 0 | 2 | 0 | 0 | 1+1 |  | 0.8887 | 0.9275 | 0.9439 | 0.9333 | Single | 0.99 | 550 | A2 |  | 112 | 2019 |  | #REF! | #REF! | #REF! | #REF! |  | 1 | [5 empty] | AJCJ
TGG | AJCJ | 2.0.2 | 2019 | TGG113 | Low-End | Yes | Yes | Yes | Yes | Yes | Yes | Yes | Yes | Yes | Yes | Yes | Yes | Yes | No | No | No | Rack | 1 U | Managed | 1 | AMD EPYC 7262 8-Core Processor | 1 | 1 | 2503.438 | 8 | 2 | 62600 | 8 | 8 x 802C8632802C DDR4 | 4 |  |  | 2 | Redendancy | 550 | Canonical Ubuntu | 18.04 | OpenJDK | 11.0.4+11-post-Ubuntu-1ubuntu218.04.3 | AMD_EPYC_Lin_OJDK11_2 | 12.785 | 23.228 | 21.654 | 12.714 | 11.728 | 218.254 | 12.305 | 12.012 | 18.091 | 42.604 | 72.269 | 28.5 | 20393.84 | 20418.419 | 2.949 | 155.779 | 15362.089 | 2.219 | 136.547 | 10177.965 | 1.47 | 119.765 | 5112.06 | 0.738 | 104.297 | 335522.01 | 335691.058 | 5.689 | 168.738 | 251549.356 | 4.263 | 150.748 | 167623.421 | 2.841 | 120.244 | 83828.79 | 1.421 | 109.926 | 84220.57 | 87287.425 | 5.474 | 187.858 | 63201.207 | 3.963 | 153.038 | 42091.698 | 2.64 | 114.416 | 21076.864 | 1.322 | 104.649 | 39837.4 | 39873.15 | 2.65 | 132.66 | 29889.9 | 1.99 | 121.17 | 19962.14 | 1.33 | 110.43 | 9939.3 | 0.66 | 99.19 | 54071.32 | 53873.72 | 2.58 | 141.11 | 40544.91 | 1.94 | 132.66 | 27071.53 | 1.3 | 117.61 | 13534.31 | 0.65 | 100.96 | 46383.18 | 46441.34 | 47.54 | 138.03 | 34798.12 | 35.62 | 129.24 | 23181.18 | 23.73 | 115.8 | 11611.58 | 11.89 | 101.92 | 1219527.25 | 1230681.66 | 3.475 | 166.17 | 1068247.63 | 3.017 | 155.46 | 914469.96 | 2.582 | 145.24 | 764827.34 | 2.16 | 136.16 | 610552.24 | 1.724 | 127.17 | 455891.89 | 1.287 | 118.74 | 303620.63 | 0.857 | 112.13 | 152421.01 | 0.43 | 105.39 | 527.89 | 522.72 | 1.54 | 95.29 | 267.07 | 0.79 | 88.63 | 320.12 | 322.8 | 2.36 | 95 | 162.18 | 1.19 | 90.25 | 77.7 | 6.74 | 159.36 | 78.89 | 6.85 | 159.67 | 690877.92 | 4.67 | 160.12 | 1715385.94 | 11.58 | 160.28 | 83.3 | 22.1 | 14.7 | 55.5 | 28.5 | 231.2 | 0 | 3 | 0 | 0 | 0 | 0 | 1+1 |  | 0.8887 | 0.9275 | 0.9439 | 0.9333 | Single | 0.99 | 550 | A2 | 87.5 | 113 | 2019 |  | #REF! | #REF! | #REF! | #REF! |  | 1 | [5 empty] | AJCJ
TGG | AJCK | 2.0.2 | 2019 | TGG114 | High-End | Yes | Yes | Yes | Yes | Yes | Yes | Yes | Yes | Yes | Yes | Yes | Yes | No | No | No | No | Rack | 1 U | Managed | 1 | AMD EPYC 7742 64-Core Processor | 2 | 2 | 1507.471 | 64 | 1 | 1031731.0078 | 32 | 80AD80B380AD DDR4 | 2 | Fixed hard disk media | SATA | 2 | Redundant | 800 | Ubuntu | 18.04 | OpenJDK | 11.0.4+11-post-Ubuntu-1ubuntu218.04.3 | AMD_EPYC_Lin_OJDK11_2 | 22.4885 | 24.803 | 52.0328 | 33.9569 | 29.8347 | 563.7201 | 25.1034 | 6.4792 | 10.249 | 22.3819 | 684.1316 | 56.5 | 178136.4316 | 178144.9326 | 25.7271 | 811.8774 | 133596.0871 | 19.2935 | 758.0484 | 89096.1236 | 12.867 | 599.829 | 44540.261 | 6.4324 | 435.1032 | 1476793.809 | 1476861.9138 | 25.0281 | 813.529 | 1107500.616 | 18.7686 | 528.8258 | 738478.8879 | 12.5149 | 490.3194 | 369268.5974 | 6.2579 | 460.8258 | 930635.8533 | 949916.4079 | 59.5689 | 744.5032 | 697963.7033 | 43.7691 | 654.1871 | 465421.4615 | 29.1864 | 621.3645 | 232483.2263 | 14.5789 | 500.1161 | 557772.5489 | 563847.6987 | 37.4487 | 687.4645 | 418305.8681 | 27.7824 | 692.4742 | 278955.9598 | 18.5272 | 604.229 | 139368.929 | 9.2564 | 466.5387 | 724978.9023 | 722688.9679 | 34.5998 | 706.0387 | 543703.0701 | 26.0306 | 703.0516 | 362516.0667 | 17.356 | 688.9452 | 181341.6012 | 8.682 | 500.8871 | 663783.9101 | 668146.4886 | 683.9806 | 781.0548 | 497859.6926 | 509.6583 | 775.4032 | 331938.0822 | 339.8046 | 669.7097 | 165906.7077 | 169.8385 | 491.1774 | 12684440.5459 | 12804164.1062 | 36.1585 | 811.4612 | 11110489.4954 | 31.3756 | 812.6983 | 9517623.246 | 26.8774 | 807.5876 | 7914644.875 | 22.3507 | 789.0744 | 6344581.7011 | 17.9169 | 709.5826 | 4763146.2913 | 13.4509 | 615.5 | 3169063.1974 | 8.9493 | 529.1421 | 1582921.1713 | 4.4701 | 428.9778 | 868.1204 | 861.4092 | 2.5451 | 278.6438 | 432.0389 | 1.2765 | 277.7344 | 543.5838 | 544.952 | 3.9897 | 277.2943 | 276.3287 | 2.0231 | 277.1026 | 176.7983 | 15.3471 | 693.3026 | 180.3179 | 15.6526 | 691.665 | 7714667.4067 | 52.0926 | 742.7516 | 76778362.464 | 518.4392 | 757.8062 | 275.819 | 45.7 | 8.1 | 123.7 | 56.5 | 230 | 0 | 3 | 0 | 0 | 0 | 0 | 1+1 | https://clearesult5.sharepoint.com/sites/PLS/Shared Documents/Forms/AllItems.aspx?id=%2Fsites%2FPLS%2FShared Documents%2FDELL_D800E-S0_800W_SO-1529_Report 4-11-19%2Epdf&parent=%2Fsites%2FPLS%2FShared Documents&p=true | 0 | 0 | 0 | 0 | Single | 0 | 0 | A2 | 174.5 | 114 | 2019 |  | #REF! | #REF! | #REF! | #REF! |  | 2 | [5 empty] | AJCK
TGG | AJCK | 2.0.2 | 2019 | TGG116 | Low-End | Yes | Yes | Yes | Yes | Yes | Yes | Yes | Yes | Yes | Yes | Yes | Yes | No | No | No | No | Rack | 1 U | Managed | 1 | AMD EPYC 7262 8-Core Processor | 2 | 2 | 1497.787 | 8 | 2 | 128609.7266 | 16 | 802C869D802C DDR4 | 2 | Fixed hard disk media | SATA | 2 | Redundant | 800 | Ubuntu | 18.04 | OpenJDK | 11.0.4+11-post-Ubuntu-1ubuntu218.04.3 | AMD_EPYC_Lin_OJDK11_2 | 15.4383 | 26.7522 | 26.394 | 15.8126 | 14.6299 | 273.883 | 15.2454 | 13.2947 | 21.8762 | 46.5409 | 116.3358 | 35.7 | 39254.9461 | 39280.3435 | 5.6727 | 260.3065 | 29467.7548 | 4.2556 | 227.3003 | 19647.1324 | 2.8374 | 179.2429 | 9833.3081 | 1.4201 | 161.4623 | 675869.7296 | 676323.0143 | 11.4615 | 309.9997 | 506883.4103 | 8.5901 | 274.2097 | 337881.8976 | 5.726 | 212.6797 | 168978.9315 | 2.8637 | 174.3442 | 167409.8431 | 162402.8078 | 10.1842 | 310.2239 | 125530.5939 | 7.872 | 251.1148 | 83700.4358 | 5.2488 | 181.3426 | 41854.1993 | 2.6247 | 161.0932 | 79535.3432 | 79542.4439 | 5.2829 | 214.5135 | 59616.5572 | 3.9595 | 197.9661 | 39767.5757 | 2.6412 | 178.4987 | 19880.9721 | 1.3204 | 153.9365 | 107987.1952 | 107862.492 | 5.1641 | 234.3955 | 80999.5497 | 3.878 | 213.3161 | 53905.5914 | 2.5808 | 186.3677 | 26990.0946 | 1.2922 | 156.4468 | 93152.9953 | 93294.2936 | 95.5052 | 228.6171 | 69852.0324 | 71.5074 | 209.2352 | 46551.4778 | 47.6547 | 185.2652 | 23274.7259 | 23.8263 | 155.5045 | 2301473.9173 | 2310165.53 | 6.5238 | 262.1601 | 2016415.1575 | 5.6943 | 248.5644 | 1721261.1493 | 4.8608 | 233.0812 | 1437505.1276 | 4.0595 | 212.707 | 1147111.6851 | 3.2394 | 186.6507 | 862507.2913 | 2.4357 | 170.7203 | 576844.6992 | 1.629 | 162.7407 | 287507.6871 | 0.81191 | 156.4651 | 898.6592 | 902.4547 | 2.6664 | 149.318 | 441.9423 | 1.3057 | 131.9197 | 608.2183 | 609.613 | 4.4631 | 148.2161 | 304.3224 | 2.228 | 140.1885 | 154.7096 | 13.4297 | 293.5658 | 157.9027 | 13.7068 | 289.485 | 1294542.069 | 8.7413 | 260.4371 | 4604446.9445 | 31.0911 | 267.2532 | 82.0379 | 27 | 17.1 | 73.6 | 35.7 | 230 | 0 | 3 | 0 | 0 | 0 | 0 | 1+1 | https://clearesult5.sharepoint.com/sites/PLS/Shared Documents/Forms/AllItems.aspx?id=%2Fsites%2FPLS%2FShared Documents%2FDELL_D800E-S0_800W_SO-1529_Report 4-11-19%2Epdf&parent=%2Fsites%2FPLS%2FShared Documents&p=true | 0 | 0 | 0 | 0 | Single | 0 | 0 | A2 | 106.1 | 116 | 2019 |  | #REF! | #REF! | #REF! | #REF! |  | 2 | [5 empty] | AJCK
TGG | AJCK | 2.0.2 | 2019 | TGG115 | Typical | Yes | Yes | Yes | Yes | Yes | Yes | Yes | Yes | Yes | Yes | Yes | Yes | No | No | No | No | Rack | 1 U | Managed | 1 | AMD EPYC 7452 32-Core Processor | 2 | 2 | 1569.302 | 32 | 2 | 257613.3398 | 16 | 802C869D802C DDR4 | 2 | Fixed hard disk media | SATA | 2 | Redundant | 800 | Ubuntu | 18.04 | OpenJDK | 11.0.4+11-post-Ubuntu-1ubuntu218.04.3 | AMD_EPYC_Lin_OJDK11_2 | 26.7876 | 39.1697 | 48.2647 | 31.4562 | 27.4199 | 520.3987 | 24.7181 | 16.1905 | 20.6802 | 33.4046 | 325.2242 | 57.5 | 134981.7314 | 134783.6895 | 19.465 | 512.7129 | 101268.1684 | 14.6248 | 500.2548 | 67515.0373 | 9.7503 | 391.2623 | 33698.8377 | 4.8667 | 261.4126 | 1383423.3802 | 1381987.9576 | 23.4203 | 514.4065 | 1037716.5785 | 17.586 | 340.8452 | 691617.4832 | 11.7207 | 275.7168 | 346009.2486 | 5.8638 | 248.7497 | 540834.0775 | 549046.2827 | 34.4305 | 492.7226 | 405602.4713 | 25.4352 | 462.9871 | 270450.7188 | 16.9599 | 397.389 | 135319.2502 | 8.4858 | 256.2048 | 302821.9307 | 304279.3223 | 20.2091 | 470 | 227044.8905 | 15.0795 | 393.3452 | 151415.135 | 10.0564 | 337.5519 | 75657.5043 | 5.0249 | 252.0403 | 393328.3178 | 393553.1483 | 18.842 | 465.1194 | 295053.8333 | 14.1261 | 450.9258 | 196650.7919 | 9.415 | 384.4084 | 98329.7396 | 4.7077 | 258.8523 | 354352.4153 | 358944.9592 | 367.4515 | 537.4258 | 265874.521 | 272.1754 | 450.029 | 177081.0369 | 181.2776 | 352.8665 | 88546.6936 | 90.6451 | 262.5568 | 7157453.7483 | 7212621.9086 | 20.3682 | 516.5256 | 6254208.1045 | 17.6617 | 514.4669 | 5367824.7735 | 15.1585 | 476.0645 | 4472663.3631 | 12.6306 | 425.6231 | 3578779.6835 | 10.1063 | 381.6839 | 2677260.6099 | 7.5605 | 338.3082 | 1788642.1709 | 5.0511 | 290.0842 | 891150.4269 | 2.5166 | 238.0119 | 1190.7373 | 1182.3858 | 3.4934 | 157.2218 | 591.119 | 1.7465 | 148.0415 | 549.4551 | 559.163 | 4.0937 | 142.7307 | 278.6239 | 2.0399 | 136.8016 | 151.0739 | 13.1141 | 388.7983 | 150.0533 | 13.0255 | 393.7258 | 4592655.4574 | 31.0115 | 463.4548 | 22724156.0845 | 153.4429 | 471.8065 | 128.6285 | 47.7 | 18.3 | 104.2 | 57.5 | 230 | 0 | 7 | 0 | 0 | 0 | 0 | 1+1 | https://clearesult5.sharepoint.com/sites/PLS/Shared Documents/Forms/AllItems.aspx?id=%2Fsites%2FPLS%2FShared Documents%2FDELL_D800E-S0_800W_SO-1529_Report 4-11-19%2Epdf&parent=%2Fsites%2FPLS%2FShared Documents&p=true | 0 | 0 | 0 | 0 | Single | 0 | 0 | A2 |  | 115 | 2019 |  | #REF! | #REF! | #REF! | #REF! |  | 2 | [5 empty] | AJCK
TGG | AJCL | 2.0.1 | 2017 | TGG117 | High-End | Yes | Yes | Yes | Yes | Yes | Yes | Yes | Yes | Yes | Yes | Yes | Yes | Yes | No | No | No | Rack | 2 U | Managed | 1 | AMD EPYC 7601 32-Core Processor | 1 | 1 | 2200 | 32 | 2 | 127700 | 8 | 8 x 32GB RDIMM DDR4 2666 | 24 |  |  | 2 | Redundant | 750 | Microsoft Corporation Microsoft Windows Server 2016 Datacenter | 10.0.16299 | Oracle Corporation | 1.8.0_201-b09 | AMD_EPYC_Win_HS18_1 | 6.392 | 6.366 | 24.927 | 20.821 | 20.405 | 32.408 | 4.365 | 63.809 | 1115.876 | 6.445 | 85.783 | 18 | 11486.14 | 11597.447 | 1.675 | 175.019 | 8611.589 | 1.244 | 149.818 | 5763.186 | 0.832 | 138.109 | 2879.872 | 0.416 | 119.243 | 93344.5 | 93368.354 | 1.582 | 167.867 | 70049.355 | 1.187 | 146.255 | 46647.388 | 0.791 | 129.518 | 23313.134 | 0.395 | 112.309 | 138750.34 | 137639.02 | 8.631 | 252.124 | 104109.567 | 6.529 | 214.492 | 69407.155 | 4.352 | 170.525 | 34675.952 | 2.175 | 149.798 | 89922.69 | 90039.6 | 5.98 | 185.2 | 67517.01 | 4.48 | 171.45 | 44953.25 | 2.99 | 148.89 | 22506.43 | 1.5 | 134.69 | 130423.73 | 130408.93 | 6.24 | 201.52 | 97781.51 | 4.68 | 184.36 | 65228.2 | 3.12 | 156.36 | 32600.17 | 1.56 | 141.48 | 9734.95 | 9730.14 | 9.96 | 206.19 | 7284.93 | 7.46 | 183.54 | 4890.11 | 5.01 | 158.83 | 2425.89 | 2.48 | 139.28 | 451460.42 | 451978.92 | 1.276 | 170.31 | 396557.59 | 1.12 | 142.04 | 335658.37 | 0.948 | 138.72 | 281380.63 | 0.795 | 136.09 | 224891.38 | 0.635 | 134.34 | 168167.26 | 0.475 | 131.2 | 111776.55 | 0.316 | 126.78 | 55524.92 | 0.157 | 119.52 | 3593.31 | 3548.87 | 10.49 | 119.9 | 1793.93 | 5.3 | 113.85 | 26916.51 | 26889.88 | 196.87 | 126.01 | 13473.79 | 98.64 | 123.76 | 12.47 | 1.08 | 167.79 | 12.48 | 1.08 | 168.2 | 538615.4 | 3.64 | 184.58 | 2330579.91 | 15.74 | 183.45 | 100.7 | 12.9 | 266.8 | 23.5 | 18 | 115 | 0 | 5 | 0 | 2 | 0 | 0 | 1+1 |  | 0.867 | 0.9373 | 0.9469 | 0.9309 | Single | 0.99 | 750 | A2 | 99.4 | 117 | 2017 |  | #REF! | #REF! | #REF! | #REF! |  | 1 | [5 empty] | AJCL
TGG | AJCL | 2.0.1 | 2017 | TGG118 | Typical | Yes | Yes | Yes | Yes | Yes | Yes | Yes | Yes | Yes | Yes | Yes | Yes | No | No | No | No | Rack | 2 U | Managed | 1 | AMD EPYC 7351 16-Core Processor | 1 | 1 | 2400 | 16 | 2 | 79700 | 8 | 8 x 16GB RDIMM DDR4 2666 | 24 |  |  | 2 | Redundant | 495 | Microsoft Corporation Microsoft Windows Server 2016 Datacenter | 10.0.16299 | Oracle Corporation | 1.8.0_201-b09 | AMD_EPYC_Win_HS18_1 | 7.795 | 8.776 | 16.829 | 13.069 | 13.389 | 21.337 | 7.187 | 13.486 | 39.872 | 8.63 | 78.503 | 15.4 | 13290.56 | 13341.418 | 1.927 | 164.357 | 10001.85 | 1.444 | 141.172 | 6636.888 | 0.958 | 128.755 | 3326.249 | 0.48 | 116.193 | 119940.23 | 119706 | 2.029 | 157.482 | 89939.929 | 1.524 | 132.796 | 59912.114 | 1.015 | 121.742 | 29944.972 | 0.507 | 105.489 | 75080.58 | 74972.992 | 4.702 | 190.804 | 56402.942 | 3.537 | 169.3 | 37585.772 | 2.357 | 142.524 | 18784.788 | 1.178 | 125.04 | 49128.57 | 49134.41 | 3.26 | 156.28 | 36936.12 | 2.45 | 148.38 | 24562.79 | 1.63 | 130.64 | 12290.62 | 0.82 | 120.63 | 72157.94 | 72150.4 | 3.45 | 164.42 | 54129.17 | 2.59 | 154.58 | 36117.39 | 1.73 | 134.14 | 18044.68 | 0.86 | 122.06 | 5311.78 | 5313.23 | 5.44 | 162.5 | 3991.34 | 4.09 | 151.22 | 2667.48 | 2.73 | 133.92 | 1325.92 | 1.36 | 120.76 | 730301.11 | 732545.42 | 2.069 | 164.54 | 640633.12 | 1.809 | 150.62 | 545116.45 | 1.539 | 142.34 | 453690.54 | 1.281 | 134.52 | 361742.54 | 1.022 | 129.17 | 272603.77 | 0.77 | 124.98 | 179982.46 | 0.508 | 120.59 | 90866.45 | 0.257 | 115.09 | 663.98 | 633.86 | 1.87 | 105.3 | 335.6 | 0.99 | 96.96 | 761.6 | 775.53 | 5.68 | 101.08 | 377.21 | 2.76 | 97.58 | 15.21 | 1.32 | 154.97 | 15.52 | 1.35 | 154.12 | 623116.3 | 4.21 | 171.37 | 2000171.39 | 13.51 | 172.04 | 96.4 | 11.7 | 23.2 | 26 | 15.4 | 115 | 0 | 3 | 0 | 0 | 0 | 0 | 1+1 |  | 0.867 | 0.9373 | 0.9469 | 0.9309 | Single | 0.99 | 750 | A2 |  | 118 | 2017 |  | #REF! | #REF! | #REF! | #REF! |  | 1 | [5 empty] | AJCL
TGG | AJCL | 2.0.1 | 2017 | TGG119 | Low-End | Yes | Yes | Yes | Yes | Yes | Yes | Yes | Yes | Yes | Yes | Yes | Yes | Yes | No | No | No | Rack | 2 U | Managed | 1 | AMD EPYC 7251 8-Core Processor | 1 | 1 | 2100 | 8 | 2 | 63700 | 8 | 8 x 8GB RDIMM DDR4 2666 | 24 |  |  | 2 | Redundant | 495 | Microsoft Corporation Microsoft Windows Server 2016 Datacenter | 10.0.16299 | Oracle Corporation | 1.8.0_201-b09 | AMD_EPYC_Win_HS18_1 | 6.133 | 8.364 | 8.757 | 6.383 | 6.721 | 10.477 | 5.995 | 13.461 | 42.928 | 12.404 | 49.632 | 11.3 | 9864.81 | 9873.158 | 1.426 | 141.857 | 7410.181 | 1.07 | 133.572 | 4948.622 | 0.715 | 125.071 | 2477.64 | 0.358 | 116.401 | 110817.3 | 110819.059 | 1.878 | 140.932 | 83110.109 | 1.408 | 129.801 | 55453.1 | 0.94 | 123.695 | 27672.903 | 0.469 | 105.289 | 32788.09 | 32652.408 | 2.048 | 143.727 | 24566.42 | 1.541 | 135.224 | 16434.501 | 1.031 | 126.32 | 8181.052 | 0.513 | 115.545 | 21488.87 | 21483.5 | 1.43 | 130.31 | 16143.7 | 1.07 | 127.11 | 10761.35 | 0.72 | 121.13 | 5361.73 | 0.36 | 116.91 | 31798.68 | 31801.21 | 1.52 | 133.68 | 23829.92 | 1.14 | 129.59 | 15900.92 | 0.76 | 122.34 | 7965.9 | 0.38 | 116.65 | 2315.53 | 2312.7 | 2.37 | 132.95 | 1727.8 | 1.77 | 127.79 | 1158.09 | 1.19 | 122.18 | 580.53 | 0.59 | 117.95 | 584776.03 | 591600.62 | 1.671 | 146.02 | 510789.31 | 1.442 | 141.58 | 439852.94 | 1.242 | 137.57 | 363559.2 | 1.027 | 132.61 | 293961.17 | 0.83 | 128.59 | 222125.46 | 0.627 | 124.76 | 148867.87 | 0.42 | 120.84 | 74140.52 | 0.209 | 115.39 | 654.5 | 635.77 | 1.88 | 103.69 | 329.31 | 0.97 | 97.27 | 806.31 | 838.97 | 6.14 | 99.41 | 400.11 | 2.93 | 98.22 | 19.26 | 1.67 | 141.78 | 21.67 | 1.88 | 144.17 | 380195.09 | 2.57 | 145.41 | 1069110.99 | 7.22 | 145.45 | 95.9 | 7.4 | 24 | 24.8 | 11.3 | 115 | 0 | 3 | 0 | 0 | 0 | 0 | 1+1 |  | 0.867 | 0.9373 | 0.9469 | 0.9309 | Single | 0.99 | 750 | A2 | 97.4 | 119 | 2017 |  | #REF! | #REF! | #REF! | #REF! |  | 1 | [5 empty] | AJCL
TGG | AJCM | 2.0.1 | 2018 | TGG120 | High-End | Yes | Yes | Yes | Yes | Yes | Yes | Yes | Yes | Yes | Yes | Yes | Yes | Yes | No | No | No | Rack | 2 U | Managed | 1 | AMD EPYC 7351 16-Core Processor | 2 | 2 | 2400 | 3 | 5.3333 | 255700 | 16 | 16 x 8GB | 4 |  |  | 2 | Standard | 495 | Microsoft Corporation Microsoft Windows Server 2012 R2 Standard | 6.3.9600 | Oracle Corporation | 1.8.0_121-b13 | AMD_EPYC_Win_HS18_1 | 18.07 | 27.494 | 21.783 | 17.867 | 19.785 | 28.816 | 13.637 | 4.799 | 14.676 | 41.52 | 197.872 | 30.6 | 63642.51 | 63504.599 | 9.171 | 386.58 | 47640.794 | 6.88 | 330.437 | 31801.977 | 4.593 | 247.806 | 15892.319 | 2.295 | 197.062 | 856387.77 | 856356.832 | 14.513 | 398.115 | 642471.482 | 10.888 | 350.385 | 428318.079 | 7.259 | 255.255 | 214112.767 | 3.629 | 204.532 | 168243.19 | 166170.221 | 10.42 | 356.248 | 126095.179 | 7.907 | 333.356 | 84202.59 | 5.28 | 231.043 | 42044.558 | 2.637 | 185.699 | 115853.2 | 116261.91 | 7.72 | 301.72 | 86799.01 | 5.77 | 272.41 | 57987.08 | 3.85 | 224.88 | 28971.57 | 1.92 | 175.13 | 185846.39 | 185856.11 | 8.9 | 323.91 | 139445.52 | 6.68 | 290.65 | 92914.52 | 4.45 | 226.96 | 46419.66 | 2.22 | 179.39 | 12858.68 | 12851.55 | 13.16 | 324.12 | 9627.28 | 9.86 | 287.41 | 6417.24 | 6.57 | 242.52 | 3209.46 | 3.29 | 179.66 | 2750612.44 | 2781381.18 | 7.855 | 387.96 | 2404202.6 | 6.789 | 350.16 | 2061242.65 | 5.821 | 320.22 | 1727458.75 | 4.878 | 294.76 | 1379070.12 | 3.894 | 266.71 | 1029784.83 | 2.908 | 228.54 | 692226.52 | 1.955 | 198.75 | 344248.66 | 0.972 | 175.42 | 281.47 | 280.97 | 0.83 | 128.73 | 139.59 | 0.41 | 115.46 | 341.45 | 340.48 | 2.49 | 122.8 | 168.67 | 1.24 | 116.39 | 174.19 | 15.12 | 362.52 | 171.57 | 14.89 | 360.33 | 1969664.94 | 13.3 | 377.71 | 11119194.51 | 75.08 | 379.45 | 109.1 | 20.5 | 8.4 | 90.6 | 30.6 | 230 | 0 | 2 | 0 | 4 | 0 | 0 | 1+1 |  | 0.8372 | 0.9236 | 0.9449 | 0.9347 | Single | 0.99 | 495 | A2 | 129.5 | 120 | 2018 |  | #REF! | #REF! | #REF! | #REF! |  | 2 | [5 empty] | AJCM
TGG | AJCM | 2.0.1 | 2018 | TGG121 | Typical | Yes | Yes | Yes | Yes | Yes | Yes | Yes | Yes | Yes | Yes | Yes | Yes | No | No | No | No | Rack | 2 U | Managed | 1 | AMD EPYC 7351 16-Core Processor | 2 | 2 | 2400 | 3 | 5.3333 | 127700 | 16 | 16 x 8GB | 4 |  |  | 2 | Standard | 495 | Microsoft Corporation Microsoft Windows Server 2012 R2 Standard | 6.3.9600 | Oracle Corporation | 1.8.0_121-b13 | AMD_EPYC_Win_HS18_1 | 16.619 | 24.304 | 19.753 | 15.953 | 17.752 | 25.902 | 12.278 | 3.958 | 12.451 | 39.603 | 132.049 | 26.5 | 63279.3 | 63166.779 | 9.122 | 404.394 | 47376.053 | 6.842 | 351.597 | 31619.254 | 4.566 | 270.466 | 15825.791 | 2.286 | 222.068 | 816137.74 | 815880.548 | 13.827 | 415.383 | 611927.769 | 10.37 | 369.789 | 408144.281 | 6.917 | 278.837 | 204183.782 | 3.46 | 229.655 | 170831.22 | 171315.235 | 10.743 | 397.504 | 128075.947 | 8.032 | 366.431 | 85361.189 | 5.353 | 259.846 | 42675.145 | 2.676 | 214.528 | 116258.82 | 116278.81 | 7.72 | 330.16 | 87071.7 | 5.78 | 300.4 | 58187.94 | 3.87 | 254.27 | 29041.29 | 1.93 | 203.81 | 186435.92 | 186453.65 | 8.93 | 352.04 | 139832.07 | 6.7 | 318.84 | 93215.67 | 4.46 | 256.03 | 46640.66 | 2.23 | 208.69 | 12865.85 | 12854.12 | 13.16 | 351.36 | 9660.24 | 9.89 | 314.8 | 6435.14 | 6.59 | 271.61 | 3228.67 | 3.31 | 209.53 | 2710933.31 | 2739081.43 | 7.735 | 401.97 | 2367736.46 | 6.686 | 367.72 | 2034729.24 | 5.746 | 342.13 | 1701601.54 | 4.805 | 319.12 | 1355217.5 | 3.827 | 292.74 | 1013532.21 | 2.862 | 257.12 | 683975.81 | 1.932 | 227.24 | 340214.88 | 0.961 | 203.64 | 279.57 | 276.93 | 0.82 | 152.35 | 135.74 | 0.4 | 137.49 | 343.06 | 343.91 | 2.52 | 145.36 | 169.39 | 1.24 | 138.56 | 174.09 | 15.11 | 379.14 | 173.58 | 15.07 | 382.94 | 1987399.76 | 13.42 | 403.17 | 7926664.75 | 53.52 | 405.34 | 128.6 | 18.4 | 7 | 72.3 | 26.5 | 232.6 | 0 | 2 | 0 | 2 | 0 | 0 | 1+1 |  | 0.8372 | 0.9236 | 0.9449 | 0.9347 | Single | 0.99 | 495 | A2 |  | 121 | 2018 |  | #REF! | #REF! | #REF! | #REF! |  | 2 | [5 empty] | AJCM
TGG | AJCM | 2.0.1 | 2018 | TGG122 | Low-End | Yes | Yes | Yes | Yes | Yes | Yes | Yes | Yes | Yes | Yes | Yes | Yes | Yes | No | No | No | Rack | 2 U | Managed | 1 | AMD EPYC 7251 8-Core Processor | 2 | 2 | 2100 | 3 | 5.3333 | 127700 | 16 | 16 x 8GB | 4 |  |  | 2 | Standard | 495 | Microsoft Corporation Microsoft Windows Server 2012 R2 Standard | 6.3.9600 | Oracle Corporation | 1.8.0_121-b13 | AMD_EPYC_Win_HS18_1 | 11.502 | 18.503 | 13.636 | 10.722 | 12.026 | 17.62 | 8.42 | 4.615 | 14.33 | 47.433 | 98.625 | 20.7 | 31113.49 | 30974.763 | 4.473 | 262.466 | 23344.997 | 3.371 | 240.802 | 15527.567 | 2.242 | 199.753 | 7780.569 | 1.124 | 171.99 | 447208.54 | 446527.442 | 7.567 | 276.78 | 335504.882 | 5.686 | 258.392 | 223671.203 | 3.791 | 205.986 | 111835.187 | 1.895 | 178.992 | 82618.99 | 80544.038 | 5.051 | 250.733 | 61989.74 | 3.887 | 241.493 | 41306.413 | 2.59 | 188.621 | 20648.169 | 1.295 | 166.799 | 57728.65 | 58144.08 | 3.86 | 229.77 | 43347.99 | 2.88 | 213.99 | 28899.88 | 1.92 | 193 | 14419.97 | 0.96 | 162.99 | 92861.92 | 92712.48 | 4.44 | 239.84 | 69594.54 | 3.33 | 223.65 | 46398.17 | 2.22 | 196.99 | 23217.81 | 1.11 | 165.25 | 6382.46 | 6372.09 | 6.52 | 239.43 | 4793.58 | 4.91 | 221.92 | 3183.04 | 3.26 | 199.28 | 1593.45 | 1.63 | 166.69 | 1352873.43 | 1363537.12 | 3.851 | 269.95 | 1187039.26 | 3.352 | 255.77 | 1014887.3 | 2.866 | 240.36 | 851067.83 | 2.403 | 226.72 | 676844 | 1.911 | 212.28 | 504097.06 | 1.424 | 194.94 | 340734.98 | 0.962 | 176.25 | 171235.06 | 0.484 | 162.43 | 280.56 | 275.8 | 0.82 | 131.38 | 140.61 | 0.42 | 120.97 | 340.8 | 342.84 | 2.51 | 126.75 | 172.31 | 1.26 | 121.65 | 167.73 | 14.56 | 304.9 | 165.05 | 14.33 | 304.09 | 951678.12 | 6.43 | 264.17 | 3844801.78 | 25.96 | 263.24 | 114.9 | 12.8 | 8.1 | 68.4 | 20.7 | 232.8 | 0 | 2 | 0 | 2 | 0 | 0 | 1+1 |  | 0.8372 | 0.9236 | 0.9449 | 0.9347 | Single | 0.99 | 495 | A2 | 113 | 122 | 2018 |  | #REF! | #REF! | #REF! | #REF! |  | 2 | [5 empty] | AJCM
TGG | AJCO | 2.0.2 | 2019 | TGG126 | High-End | Yes | Yes | Yes | Yes | Yes | Yes | Yes | Yes | Yes | Yes | Yes | Yes | Yes | No | No | No | Rack | 2 U | Managed | 1 | AMD EPYC 7742 64-Core Processor | 1 | 1 | 1494.905 | 64 | 2 | 503600 | 8 | 8 x 80AD863280AD DDR4 | 12 |  |  | 2 | Redundant | 495 | Canonical Ubuntu | 18.04 | OpenJDK | 11.0.4+11-post-Ubuntu-1ubuntu218.04.3 | AMD_EPYC_Lin_OJDK11_2 | 20.332 | 23.466 | 49.202 | 29.493 | 26.66 | 479.504 | 21.106 | 307.989 | 2248.633 | 20.338 | 418.286 | 60.5 | 89076.47 | 89066.98 | 12.863 | 477.071 | 66835.777 | 9.652 | 410.276 | 44518.806 | 6.429 | 324.047 | 22284.654 | 3.218 | 237.004 | 741656.54 | 741698.078 | 12.569 | 469.129 | 556325.254 | 9.428 | 278.742 | 371225.732 | 6.291 | 257.615 | 185388.2 | 3.142 | 229.296 | 482814.95 | 483098.368 | 30.295 | 444.716 | 362116.969 | 22.708 | 386.521 | 241362.229 | 15.136 | 324.447 | 120706.808 | 7.569 | 241.155 | 283057.12 | 283376.04 | 18.82 | 430.48 | 212417.12 | 14.11 | 414.33 | 141568.03 | 9.4 | 341.66 | 70659.69 | 4.69 | 254.11 | 365324.01 | 364589.32 | 17.46 | 433.94 | 274006.69 | 13.12 | 411.8 | 182591.61 | 8.74 | 374.67 | 91213.41 | 4.37 | 258.44 | 328801.62 | 330084.64 | 337.91 | 481.89 | 246546.99 | 252.39 | 477.49 | 164350.7 | 168.25 | 381.67 | 82177.12 | 84.13 | 260 | 5998288.46 | 6070318.02 | 17.142 | 470.1 | 5248152.36 | 14.821 | 469.71 | 4497897.74 | 12.702 | 472.94 | 3747811.28 | 10.584 | 441.88 | 3001092.06 | 8.475 | 381.4 | 2252512.34 | 6.361 | 333.63 | 1495979.3 | 4.225 | 288.69 | 749879.94 | 2.118 | 246.76 | 29214.21 | 28511.19 | 84.24 | 202.67 | 14618.74 | 43.19 | 189.26 | 83568.02 | 85421.42 | 625.39 | 200.77 | 41708.84 | 305.36 | 188.11 | 86.7 | 7.53 | 373.79 | 88.96 | 7.72 | 375.86 | 3774984.32 | 25.49 | 421.08 | 26399391.02 | 178.26 | 426.17 | 178.4 | 40.8 | 832.2 | 92.2 | 60.5 | 231.7 | 0 | 7 | 0 | 2 | 0 | 0 | 1+1 |  | 0.867 | 0.9373 | 0.9469 | 0.9309 | Single | 0.99 | 750 | A2 | 134.9 | 126 | 2019 |  | #REF! | #REF! | #REF! | #REF! |  | 1 | [5 empty] | AJCO
TGG | AJCO | 2.0.2 | 2019 | TGG127 | Typical | Yes | Yes | Yes | Yes | Yes | Yes | Yes | Yes | Yes | Yes | Yes | Yes | No | No | No | No | Rack | 2 U | Managed | 1 | AMD EPYC 7402P 24-Core Processor | 1 | 1 | 1497.062 | 24 | 2 | 54700 | 7 | 7 x 802C8632802C DDR4 | 12 |  |  | 2 | Redundant | 495 | Canonical Ubuntu | 18.04 | OpenJDK | 11.0.4+11-post-Ubuntu-1ubuntu218.04.3 | AMD_EPYC_Lin_OJDK11_2 | 20.541 | 26.407 | 40.516 | 24.858 | 22.313 | 424.554 | 20.616 | 348 | 2712.234 | 21.113 | 94.999 | 46.6 | 49327.09 | 49437.415 | 7.14 | 275.195 | 37050.717 | 5.351 | 221.566 | 24683.712 | 3.565 | 163.634 | 12349.502 | 1.783 | 136.724 | 495991.15 | 496697.15 | 8.417 | 245.238 | 371814.313 | 6.301 | 179.028 | 248002.343 | 4.203 | 160.147 | 123994.422 | 2.101 | 136.992 | 235968.52 | 231154.989 | 14.496 | 306.857 | 177170.512 | 11.11 | 248.945 | 118081.304 | 7.405 | 158.235 | 58970.316 | 3.698 | 135.395 | 117663.42 | 117676.07 | 7.82 | 223.47 | 88337.88 | 5.87 | 193.43 | 58743.87 | 3.9 | 164.37 | 29464.34 | 1.96 | 129.06 | 159283.42 | 159438.98 | 7.63 | 255.18 | 119505.92 | 5.72 | 213.96 | 79578.7 | 3.81 | 176.19 | 39845.69 | 1.91 | 133.13 | 137351.67 | 137738.99 | 141 | 241.78 | 103103.08 | 105.55 | 206.5 | 68698.61 | 70.33 | 173.03 | 34317.7 | 35.13 | 131 | 2905849.42 | 2941470.22 | 8.307 | 281.05 | 2540405.31 | 7.174 | 256.1 | 2184820.4 | 6.17 | 231.29 | 1817939 | 5.134 | 205.97 | 1452898.67 | 4.103 | 173.52 | 1091037.57 | 3.081 | 149.14 | 728320.48 | 2.057 | 136.57 | 363523.05 | 1.027 | 127.38 | 20385.17 | 20619.35 | 60.92 | 124.28 | 10197.55 | 30.13 | 121.95 | 64142.38 | 64213.12 | 470.12 | 123.15 | 32079.73 | 234.86 | 121.88 | 48.01 | 4.17 | 194.62 | 47.11 | 4.09 | 196.46 | 2018089.45 | 13.63 | 292.43 | 3502202.84 | 23.65 | 248.93 | 103.6 | 37.6 | 971.5 | 44.8 | 46.6 | 230.5 | 0 | 3 | 0 | 0 | 0 | 0 | 1+1 |  | 0.867 | 0.9373 | 0.9469 | 0.9309 | Single | 0.99 | 750 | A2 |  | 127 | 2019 |  | #REF! | #REF! | #REF! | #REF! |  | 1 | [5 empty] | AJCO
TGG | AJCO | 2.0.2 | 2019 | TGG128 | Low-End | Yes | Yes | Yes | Yes | Yes | Yes | Yes | Yes | Yes | Yes | Yes | Yes | Yes | No | No | No | Rack | 2 U | Managed | 1 | AMD EPYC 7262 8-Core Processor | 1 | 1 | 2094.337 | 8 | 2 | 62600 | 8 | 8 x 802C8632802C DDR4 | 12 |  |  | 2 | Redundant | 495 | Canonical Ubuntu | 18.04 | OpenJDK | 11.0.4+11-post-Ubuntu-1ubuntu218.04.3 | AMD_EPYC_Lin_OJDK11_2 | 10.246 | 18.665 | 17.615 | 9.954 | 9.312 | 173.576 | 9.69 | 11.888 | 17.673 | 35.363 | 59.033 | 23.2 | 20586.61 | 20595.286 | 2.974 | 189.392 | 15467.606 | 2.234 | 170.507 | 10271.804 | 1.483 | 151.328 | 5126.908 | 0.74 | 135.489 | 335474.72 | 335561.682 | 5.687 | 204.188 | 251563.256 | 4.263 | 185.174 | 167775.469 | 2.843 | 151.939 | 83885.831 | 1.422 | 140.543 | 85265.42 | 85854.149 | 5.384 | 216.392 | 63909.249 | 4.008 | 182.876 | 42657.071 | 2.675 | 151.001 | 21316.527 | 1.337 | 134.104 | 39868.19 | 39872.6 | 2.65 | 162.72 | 29909.37 | 1.99 | 153.59 | 19945.37 | 1.33 | 142.66 | 9983.27 | 0.66 | 132.03 | 54301.9 | 53973.14 | 2.58 | 174.49 | 40660.9 | 1.95 | 163.03 | 27133.13 | 1.3 | 147.74 | 13577.63 | 0.65 | 134.4 | 46528.53 | 46535.88 | 47.64 | 170.86 | 34867.25 | 35.69 | 159.66 | 23254.74 | 23.81 | 146.52 | 11615.85 | 11.89 | 132.66 | 1209808.96 | 1206189.32 | 3.406 | 199.56 | 1058078.1 | 2.988 | 190.25 | 903724.23 | 2.552 | 179.73 | 758816.05 | 2.143 | 170.46 | 608887.2 | 1.719 | 161.27 | 454617.89 | 1.284 | 152.64 | 301366.45 | 0.851 | 145.47 | 150410.19 | 0.425 | 137.24 | 703.21 | 706.85 | 2.09 | 126.99 | 350.37 | 1.04 | 120.47 | 432.2 | 420.48 | 3.08 | 126.51 | 216.46 | 1.59 | 123.47 | 79.2 | 6.88 | 193.86 | 78.72 | 6.83 | 193.79 | 682447.3 | 4.61 | 194.16 | 1696026.59 | 11.45 | 194 | 114.2 | 17.6 | 14.5 | 45.7 | 23.2 | 230.9 | 0 | 3 | 0 | 0 | 0 | 0 | 1+1 |  | 0.867 | 0.9373 | 0.9469 | 0.9309 | Single | 0.99 | 750 | A2 | 90.4 | 128 | 2019 |  | #REF! | #REF! | #REF! | #REF! |  | 1 | [5 empty] | AJCO
TGG | AJCP | 2.0.1 | 2019 | TGG129 | High-End | Yes | Yes | Yes | Yes | Yes | Yes | Yes | Yes | Yes | Yes | Yes | Yes | Yes | No | No | No | Rack | 2 U | Managed | 1 | Intel(R) Xeon(R) Gold 6152 CPU @ 2.10GHz | 2 | 2 | 2100 | 22 | 2 | 510500 | 16 | 16 x HYNIX 32GB 2Rx4 PC4-2666V-RB2-11 | 2 |  |  | 2 | Redundant | 750 | Microsoft Corporation Microsoft Windows Server 2016 Datacenter | 10.0.16299 | Oracle Corporation | 1.8.0_181-b13 | Intel_Win_HS18_5 | 14.285 | 22.232 | 21.169 | 11.502 | 11.993 | 18.533 | 12.446 | 6.759 | 18.304 | 22.887 | 281.223 | 25 | 69571.32 | 69666.781 | 10.061 | 449.145 | 52028.107 | 7.514 | 406.651 | 34829.12 | 5.03 | 395.348 | 17349.923 | 2.506 | 316.863 | 926001.18 | 927254.098 | 15.714 | 487.606 | 694657.821 | 11.772 | 436.161 | 463136.779 | 7.849 | 410.683 | 231529.214 | 3.924 | 266.981 | 239001.44 | 237844.712 | 14.915 | 462.157 | 179206.033 | 11.238 | 424.517 | 119490.493 | 7.493 | 385.562 | 59799.139 | 3.75 | 310.075 | 109250.31 | 109273.84 | 7.26 | 373.67 | 82024.87 | 5.45 | 373.42 | 54582.7 | 3.63 | 360.28 | 27318.97 | 1.81 | 295.56 | 160093.1 | 159995.39 | 7.66 | 379.84 | 120039.98 | 5.75 | 377.04 | 80087.56 | 3.83 | 369.15 | 40023.47 | 1.92 | 295.71 | 11690.96 | 11680.53 | 11.96 | 375.86 | 8786.6 | 9 | 373.75 | 5817.8 | 5.96 | 369.02 | 2924.28 | 2.99 | 313.58 | 3612189.47 | 3595798.08 | 10.154 | 461.66 | 3154291.78 | 8.908 | 433.09 | 2713237.29 | 7.662 | 410.55 | 2262233.73 | 6.388 | 402.06 | 1807769.59 | 5.105 | 393.28 | 1353047 | 3.821 | 376.53 | 906805.12 | 2.561 | 338.6 | 451682.45 | 1.276 | 296.11 | 546.77 | 536.66 | 1.59 | 175.09 | 274.34 | 0.81 | 160.67 | 600.64 | 593.35 | 4.34 | 172.31 | 300.77 | 2.2 | 165.7 | 126.04 | 10.94 | 456.49 | 113.13 | 9.82 | 449.36 | 2462199.4 | 16.63 | 477.59 | 19765511.67 | 133.47 | 474.59 | 158.6 | 15.5 | 11.1 | 80.2 | 25 | 114.6 | 0 | 4 | 0 | 2 | 0 | 0 | 1+1 |  | 0.867 | 0.9373 | 0.9469 | 0.9309 | Single | 0.99 | 750 | A2 | 279.8 | 129 | 2019 |  | #REF! | #REF! | #REF! | #REF! |  | 2 | [5 empty] | AJCP
TGG | AJCP | 2.0.1 | 2019 | TGG130 | Typical | Yes | Yes | Yes | Yes | Yes | Yes | Yes | Yes | Yes | Yes | Yes | Yes | No | No | No | No | Rack | 2 U | Managed | 1 | Intel(R) Xeon(R) Silver 4214 CPU @ 2.20GHz | 2 | 2 | 2200 | 12 | 2 | 127600 | 8 | 8 x HYNIX 16GB 2Rx4 PC4-2666V-RE1-11 | 2 |  |  | 2 | Redundant | 750 | Microsoft Corporation Microsoft Windows Server 2016 Datacenter | 10.0.16299 | Oracle Corporation | 1.8.0_181-b13 | Intel_Win_HS18_5 | 13.483 | 21.201 | 19.195 | 10.41 | 11.127 | 17.239 | 11.526 | 8.049 | 21.609 | 24.355 | 142.486 | 21.8 | 40444.61 | 40543.257 | 5.855 | 267.318 | 30348.787 | 4.383 | 258.687 | 20239.649 | 2.923 | 247.734 | 10117.818 | 1.461 | 193.606 | 543706.84 | 542454.551 | 9.193 | 277.308 | 407855.094 | 6.912 | 265.151 | 271830.73 | 4.607 | 252.659 | 135973.576 | 2.304 | 179.707 | 134740.02 | 130611.462 | 8.191 | 276.599 | 101041.232 | 6.336 | 266.536 | 67415.606 | 4.228 | 251.981 | 33675.717 | 2.112 | 183.727 | 67292.57 | 67308.42 | 4.47 | 254.27 | 50543.49 | 3.36 | 252.4 | 33642.26 | 2.23 | 240.59 | 16857.34 | 1.12 | 207.03 | 99759.87 | 99759.7 | 4.78 | 255.03 | 74884.97 | 3.59 | 253.41 | 49862.93 | 2.39 | 243.83 | 24946.24 | 1.19 | 202.12 | 7310.98 | 7303.25 | 7.48 | 254.34 | 5498.92 | 5.63 | 252.34 | 3656.93 | 3.74 | 241.9 | 1823.57 | 1.87 | 214.52 | 2116330.51 | 2115759.86 | 5.975 | 273.24 | 1858484.25 | 5.248 | 265.21 | 1586815.31 | 4.481 | 258.96 | 1321269.79 | 3.731 | 255.38 | 1059326.54 | 2.991 | 249.55 | 788861.3 | 2.228 | 234.73 | 528496.2 | 1.492 | 219.36 | 263114.02 | 0.743 | 201.96 | 543.28 | 562.15 | 1.66 | 147.32 | 270.76 | 0.8 | 139.22 | 596.98 | 598.09 | 4.38 | 145.53 | 298.83 | 2.19 | 140.97 | 76.01 | 6.6 | 271.04 | 76.59 | 6.65 | 272.85 | 1415798.85 | 9.56 | 267.99 | 5646468.81 | 38.13 | 267.59 | 133.4 | 14.4 | 13.2 | 58.9 | 21.8 | 114.9 | 0 | 4 | 0 | 0 | 0 | 0 | 1+1 |  | 0.867 | 0.9373 | 0.9469 | 0.9309 | Single | 0.99 | 750 | A2 |  | 130 | 2019 |  | #REF! | #REF! | #REF! | #REF! |  | 2 | [5 empty] | AJCP
TGG | AJCP | 2.0.1 | 2019 | TGG131 | Low-End | Yes | Yes | Yes | Yes | Yes | Yes | Yes | Yes | Yes | Yes | Yes | Yes | No | No | No | No | Rack | 2 U | Managed | 1 | Intel(R) Xeon(R) Silver 4110 CPU @ 2.10GHz | 2 | 2 | 2100 | 8 | 2 | 65536 | 8 | HYNIX 8GB 1Rx8 PC4-2666V-RD1-11 | 2 | Fixed hard disk media | SATA | 2 | Redundant | 750 | Microsoft Windows Server 2016 Datacenter | 6.2.9200 | Oracle Corporation | 1.8.0_181-b13 | Intel_Win_HS18_5 | 10.4492 | 16.5311 | 13.5437 | 7.2208 | 7.9739 | 12.2921 | 9.2199 | 9.9194 | 19.1532 | 20.1912 | 76.4278 | 15.9 | 30256.7974 | 30257.8617 | 4.3697 | 261.9072 | 22694.5661 | 3.2775 | 245.9311 | 15125.2248 | 2.1843 | 229.1614 | 7592.3877 | 1.0965 | 194.9317 | 409332.7442 | 409542.9131 | 6.9405 | 268.9744 | 307011.4033 | 5.2029 | 250.9617 | 204750.804 | 3.4699 | 233.5158 | 102262.9732 | 1.733 | 184.4647 | 89390.4601 | 86560.1182 | 5.4282 | 259.2539 | 67000.6538 | 4.2016 | 241.8881 | 44712.799 | 2.8039 | 232.3481 | 22354.1981 | 1.4018 | 182.8533 | 41978.8203 | 41992.4663 | 2.789 | 234.1714 | 31508.3547 | 2.0927 | 224.0967 | 21001.0712 | 1.3948 | 215.2783 | 10486.8113 | 0.6965 | 184.6133 | 65663.0447 | 65659.0825 | 3.1435 | 241.5817 | 49290.0729 | 2.3598 | 231.0042 | 32843.6158 | 1.5724 | 220.7725 | 16390.3515 | 0.78471 | 183.7717 | 4780.1185 | 4779.4642 | 4.8927 | 242.0119 | 3580.5149 | 3.6654 | 228.7783 | 2379.3742 | 2.4358 | 217.1903 | 1206.2418 | 1.2348 | 196.48 | 1566331.7559 | 1569721.0716 | 4.4328 | 264.5433 | 1371691.9151 | 3.8736 | 252.2886 | 1178089.9979 | 3.3269 | 241.3031 | 987321.1625 | 2.7882 | 236.7172 | 782028.1575 | 2.2084 | 225.8894 | 590381.1583 | 1.6672 | 214.0337 | 390281.0415 | 1.1021 | 201.612 | 196555.1221 | 0.55506 | 184.896 | 708.0229 | 712.5381 | 2.1052 | 155.7612 | 359.6081 | 1.0625 | 145.9467 | 558.4484 | 562.0132 | 4.1146 | 153.2321 | 272.0148 | 1.9915 | 145.7695 | 59.5134 | 5.1661 | 253.8352 | 58.9089 | 5.1136 | 255.2788 | 1073722.6105 | 7.2502 | 266.6128 | 3006569.9515 | 20.3016 | 265.6311 | 133.9452 | 10.6 | 13.8 | 39.3 | 15.9 | 115 | 0 | 4 | 0 | 0 | 0 | 0 | 1+1 |  | 0.867 | 0.9373 | 0.9469 | 0.9309 | Single | 0.99 | 750 | A2 | 230.6 | 131 | 2019 |  | #REF! | #REF! | #REF! | #REF! |  | 2 | [5 empty] | AJCP
TGG | AJEF | 2.0.3 | 2021 | TGG132 | Typical | Yes | Yes | Yes | Yes | Yes | Yes | Yes | Yes | Yes | Yes | Yes | No | Yes | No | No | No | Rack | 1 U | Managed | 1 | AMD EPYC 7262 8-Core Processor | 2 | 1 | 3200 | 8 | 2 | 63700 | 8 | 8 x Micron 8GB/DDR4/3200MHz(1Rx8 R-DIMM)PC4-3200AA-RD1-12 | 2 |  |  | 1 | Standard | 800 | Microsoft Corporation Microsoft Windows Server 2019 Standard | 10.0.17763 | OpenJDK | 11.0.2+9 | AMD_EPYC_Win_OJDK11_1 | 14.113 | 24.942 | 24.095 | 14.07 | 13.099 | 246.823 | 15.919 | 17.218 | 28.827 | 40.573 | 80.913 | 31.9 | 18863.6 | 18887.961 | 2.728 | 132.574 | 14172.052 | 2.047 | 115.423 | 9449.073 | 1.365 | 97.089 | 4717.769 | 0.681 | 88.061 | 330877.72 | 331104.332 | 5.611 | 157.715 | 248210.488 | 4.206 | 140.749 | 165468.802 | 2.804 | 116.667 | 82753.252 | 1.402 | 92.61 | 77101.31 | 76102.185 | 4.772 | 149.256 | 57772.623 | 3.623 | 120.249 | 38592.23 | 2.42 | 96.54 | 19281.85 | 1.209 | 86.628 | 37049.28 | 37125.33 | 2.47 | 112.74 | 27829.65 | 1.85 | 103.95 | 18595.83 | 1.24 | 89.47 | 9276.92 | 0.62 | 84.39 | 49853.81 | 49957.94 | 2.39 | 119.95 | 37418.77 | 1.79 | 110.36 | 24902.36 | 1.19 | 91.59 | 12449.43 | 0.6 | 85.29 | 43548.23 | 43443.3 | 44.47 | 118.97 | 32716.98 | 33.49 | 108.97 | 21831.19 | 22.35 | 91.28 | 10913.75 | 11.17 | 84.68 | 1282768.08 | 1299185.63 | 3.669 | 134.86 | 1124504.58 | 3.176 | 127.77 | 963103.88 | 2.72 | 121.9 | 800958.03 | 2.262 | 111.49 | 639240.31 | 1.805 | 101.75 | 483120.04 | 1.364 | 94.72 | 320135.01 | 0.904 | 89.88 | 160158.67 | 0.452 | 86.28 | 639.36 | 647.32 | 1.91 | 83.03 | 320.31 | 0.95 | 73.53 | 376.74 | 392.7 | 2.88 | 70.27 | 188.08 | 1.38 | 67.8 | 72.41 | 6.29 | 157.17 | 73.46 | 6.38 | 154.91 | 646784.01 | 4.37 | 135.86 | 1680355.56 | 11.35 | 140.23 | 64.3 | 25 | 22.3 | 57.3 | 31.9 | 230.9 | 0 | 1 | 0 | 0 | 0 | 0 | n+0 |  | 0.89 | 0.93 | 0.94 | 0.93 | Single | 1 | 800 | A2 | 66.2 | 132 | 2021 |  | #REF! | #REF! | #REF! | #REF! |  | 1 |  |  | TGG208 |  |  | AJEF |  | BCXF
TGG | AJEF | 2.0.3 | 2021 | TGG133 | Typical | Yes | Yes | Yes | Yes | Yes | Yes | Yes | Yes | Yes | Yes | Yes | No | Yes | No | No | No | Rack | 1 U | Managed | 1 | AMD EPYC 7262 8-Core Processor | 2 | 2 | 3200 | 8 | 2 | 127700 | 16 | 16 x Micron 8GB/DDR4/3200MHz(1Rx8 R-DIMM)PC4-3200AA-RD1-12 | 2 |  |  | 1 | Standard | 800 | Microsoft Corporation Microsoft Windows Server 2019 Standard | 10.0.17763 | OpenJDK | 11.0.2+9 | AMD_EPYC_Win_OJDK11_1 | 15.595 | 26.883 | 26.859 | 15.525 | 14.68 | 274.324 | 17.658 | 10.455 | 19.003 | 42.793 | 124.891 | 35.8 | 37986.29 | 37822.06 | 5.462 | 241.388 | 28457.49 | 4.11 | 211.315 | 19038.919 | 2.75 | 176.854 | 9510.341 | 1.373 | 158.872 | 665766.45 | 664253.219 | 11.257 | 309.454 | 499559.198 | 8.466 | 263.236 | 332946.765 | 5.642 | 212.18 | 166476.81 | 2.821 | 168.046 | 155321.32 | 153303.755 | 9.614 | 271.487 | 116447.895 | 7.302 | 216.088 | 77734.241 | 4.875 | 174.699 | 38849.605 | 2.436 | 156.302 | 73885.97 | 73855.62 | 4.91 | 202.34 | 55383.75 | 3.68 | 188.54 | 36931.69 | 2.45 | 161.74 | 18465.46 | 1.23 | 151.43 | 101170.93 | 101181.43 | 4.84 | 217.76 | 75859.47 | 3.63 | 200.41 | 50691.63 | 2.43 | 166.45 | 25329.61 | 1.21 | 153.5 | 87296.58 | 87858.79 | 89.94 | 215.57 | 65409.26 | 66.96 | 196.24 | 43599.84 | 44.63 | 164.91 | 21851.78 | 22.37 | 152.2 | 2602855 | 2622837.06 | 7.407 | 247.35 | 2277400 | 6.431 | 241.73 | 1958255.58 | 5.53 | 224.33 | 1627747.06 | 4.597 | 205.23 | 1298400.52 | 3.667 | 185.6 | 979412.46 | 2.766 | 171.54 | 655341.63 | 1.851 | 162.04 | 324977.06 | 0.918 | 155.35 | 662.38 | 647.57 | 1.91 | 136.33 | 330.54 | 0.98 | 125.38 | 402.36 | 407.28 | 2.98 | 111.66 | 201.19 | 1.47 | 108.93 | 144.99 | 12.59 | 296.69 | 145.64 | 12.64 | 292.86 | 1298318.31 | 8.77 | 241.63 | 4726907.85 | 31.92 | 255.57 | 100.8 | 27.7 | 14.1 | 73.1 | 35.8 | 230.7 | 0 | 1 | 0 | 0 | 0 | 0 | n+0 |  | 0.89 | 0.93 | 0.94 | 0.93 | Single | 1 | 800 | A2 | 107.1 | 133 | 2021 |  | #REF! | #REF! | #REF! | #REF! |  | 2 |  |  | TGG209 |  |  | AJEF |  | BCXF
TGG | AJEF | 2.0.3 | 2021 | TGG134 | High-End | Yes | Yes | Yes | Yes | Yes | Yes | Yes | Yes | Yes | Yes | Yes | No | Yes | No | No | No | Rack | 1 U | Managed | 1 | AMD EPYC 7763 64-Core Processor | 2 | 1 | 2450 | 64 | 2 | 511700 | 8 | 8 x Micron 64GB/DDR4/3200MHz(2Rx4 R-DIMM)PC4-3200AA-RB3-12 | 2 |  |  | 1 | Standard | 800 | Microsoft Corporation Microsoft Windows Server 2019 Standard | 10.0.17763 | OpenJDK | 11.0.2+9 | AMD_EPYC_Win_OJDK11_1 | 34.181 | 34.762 | 66.316 | 49.776 | 41.828 | 808.488 | 36.279 | 12.623 | 20.177 | 31.307 | 520.556 | 74.1 | 108816.76 | 108900.331 | 15.727 | 375.046 | 81630.705 | 11.789 | 307.506 | 54425.607 | 7.86 | 231.203 | 27201.255 | 3.928 | 157.282 | 845073.79 | 845809.351 | 14.334 | 311.948 | 633793.687 | 10.741 | 236.82 | 422799.2 | 7.165 | 207.521 | 211191.863 | 3.579 | 176.358 | 430399.7 | 439267.092 | 27.546 | 342.26 | 322909.333 | 20.25 | 277.292 | 215222.24 | 13.497 | 183.379 | 107529.585 | 6.743 | 150.819 | 243671.68 | 243811.36 | 16.19 | 241.99 | 182738.09 | 12.14 | 204.49 | 121866.09 | 8.09 | 156.78 | 60912.98 | 4.05 | 135.13 | 319783.58 | 319643.89 | 15.3 | 282.98 | 239779.06 | 11.48 | 239.04 | 159856.87 | 7.65 | 173.5 | 79892.61 | 3.83 | 143.15 | 267867.17 | 269468.74 | 275.86 | 253.55 | 200984.93 | 205.75 | 217.5 | 134035.28 | 137.21 | 163.91 | 67000.4 | 68.59 | 138.31 | 6330276.78 | 6300733.7 | 17.793 | 354.87 | 5543205.06 | 15.654 | 336.05 | 4745278.91 | 13.4 | 305.64 | 3952654.87 | 11.162 | 271.19 | 3160699.22 | 8.926 | 227.46 | 2375382.02 | 6.708 | 176.17 | 1580699.39 | 4.464 | 155.76 | 791773.03 | 2.236 | 134.47 | 662.99 | 655.53 | 1.94 | 110.27 | 330.26 | 0.98 | 107.56 | 411.69 | 412.12 | 3.02 | 106.74 | 206.5 | 1.51 | 104.97 | 100.56 | 8.73 | 275.99 | 101.02 | 8.77 | 282.98 | 4053938.66 | 27.37 | 380.72 | 28846877.58 | 194.79 | 374.19 | 79.4 | 64.8 | 16 | 127.7 | 74.1 | 229.8 | 0 | 1 | 0 | 0 | 0 | 0 | n+0 |  | 0.89 | 0.93 | 0.94 | 0.93 | Single | 1 | 800 | A2 | 80.9 | 134 | 2021 |  | #REF! | #REF! | #REF! | #REF! |  | 1 | [5 empty] | AJEF
TGG | AJEF | 2.0.3 | 2021 | TGG135 | High-End | Yes | Yes | Yes | Yes | Yes | Yes | Yes | Yes | Yes | Yes | Yes | No | Yes | No | No | No | Rack | 1 U | Managed | 1 | AMD EPYC 7763 64-Core Processor | 2 | 2 | 2450 | 64 | 2 | 1023700 | 16 | 16 x Micron 64GB/DDR4/3200MHz(2Rx4 R-DIMM)PC4-3200AA-RB3-12 | 2 |  |  | 1 | Standard | 800 | Microsoft Corporation Microsoft Windows Server 2019 Standard | 10.0.17763 | OpenJDK | 11.0.2+9 | AMD_EPYC_Win_OJDK11_1 | 35.505 | 36.868 | 70.08 | 53.051 | 44.026 | 851.178 | 37.795 | 7.057 | 10.656 | 31.698 | 746.504 | 78.6 | 216908.87 | 217068.803 | 31.348 | 722.469 | 162691.25 | 23.495 | 591.233 | 108553.865 | 15.677 | 445.881 | 54275.028 | 7.838 | 299.037 | 1690653.91 | 1691368.183 | 28.663 | 606.961 | 1268113.404 | 21.49 | 457.022 | 845458.359 | 14.328 | 394.283 | 422592.126 | 7.162 | 312.779 | 859066.91 | 882819.324 | 55.361 | 655.267 | 644462.362 | 40.414 | 524.964 | 429601.844 | 26.94 | 347.081 | 214790.692 | 13.469 | 281.925 | 487751.48 | 487302.22 | 32.37 | 458.21 | 365943.38 | 24.31 | 387.61 | 243965.37 | 16.2 | 294.68 | 121910.63 | 8.1 | 248.94 | 640394.6 | 640091.02 | 30.65 | 544.66 | 480377.11 | 23 | 458.14 | 320296.69 | 15.34 | 328.4 | 160091.16 | 7.67 | 269.08 | 537325.79 | 539706.79 | 552.5 | 487.21 | 402785.58 | 412.33 | 417.93 | 268786.34 | 275.16 | 310.33 | 134406.68 | 137.59 | 260.03 | 12668913.39 | 12606622.5 | 35.601 | 691.64 | 11092748.81 | 31.326 | 654.18 | 9499760.77 | 26.827 | 593.81 | 7923764.4 | 22.376 | 521.52 | 6340976.59 | 17.907 | 427.51 | 4744746.76 | 13.399 | 338.4 | 3168443.09 | 8.948 | 297.68 | 1582730.36 | 4.47 | 255.68 | 641.94 | 652.95 | 1.93 | 192.54 | 318.53 | 0.94 | 189.32 | 384.67 | 378.45 | 2.77 | 187.84 | 194.98 | 1.43 | 185.42 | 201.05 | 17.45 | 545.3 | 201.21 | 17.47 | 556.37 | 8140338.4 | 54.97 | 751.53 | 80834699.3 | 545.83 | 731.18 | 136.1 | 68.2 | 8.7 | 153.8 | 78.6 | 229.9 | 0 | 1 | 0 | 0 | 0 | 0 | n+0 |  | 0.89 | 0.93 | 0.94 | 0.93 | Single | 1 | 800 | A2 | 113.9 | 135 | 2021 |  | #REF! | #REF! | #REF! | #REF! |  | 2 | [5 empty] | AJEF
TGG | AJEG | 2.0.3 | 2021 | TGG136 | Low-End | Yes | Yes | Yes | Yes | Yes | Yes | Yes | Yes | Yes | Yes | Yes | No | Yes | No | No | No | Rack | 2 U | Managed | 1 | Intel(R) Xeon(R) Gold 6346 CPU | 2 | 1 | 3100 | 16 | 2 | 63700 | 8 | 8 x Micron 8GB/DDR4/3200MHz(1Rx8 R-DIMM)PC4-3200AA-RD1-12 | 2 |  |  | 1 | Standard | 800 | Microsoft Corporation Microsoft Windows Server 2019 Datacenter | 10.0.17763 | Oracle Corporation | 1.8.0_121-b13 | Intel_Win_HS18_5 | 18.828 | 20.428 | 21.634 | 14.969 | 13.264 | 20.217 | 16.44 | 11.509 | 31.835 | 20.188 | 100.219 | 23.5 | 49338.11 | 49227.417 | 7.109 | 346.044 | 37045.271 | 5.35 | 225.242 | 24668.303 | 3.563 | 183.88 | 12337.683 | 1.782 | 134.05 | 504365.77 | 505482.046 | 8.566 | 335.338 | 378258.606 | 6.41 | 273.298 | 252140.459 | 4.273 | 219.752 | 126122.642 | 2.137 | 142.984 | 144051.14 | 146448.15 | 9.184 | 351.354 | 108129.874 | 6.781 | 304.372 | 72103.223 | 4.522 | 194.717 | 35960.223 | 2.255 | 139.209 | 74564.85 | 74230.34 | 4.93 | 324.3 | 55939.23 | 3.72 | 179.78 | 37238.91 | 2.47 | 157.49 | 18634.24 | 1.24 | 121.63 | 104300.17 | 104358.02 | 5 | 344.54 | 78246.11 | 3.75 | 263.46 | 52156.28 | 2.5 | 165.81 | 26069.38 | 1.25 | 125.23 | 7540.13 | 7537.04 | 7.72 | 345.42 | 5682.48 | 5.82 | 290.51 | 3774.56 | 3.86 | 158.54 | 1870.53 | 1.92 | 124.96 | 2447747.13 | 2453984.5 | 6.93 | 301.51 | 2138084.88 | 6.038 | 300.81 | 1828841.06 | 5.165 | 270.81 | 1527285.43 | 4.313 | 199.94 | 1225596.96 | 3.461 | 180.43 | 914436.42 | 2.582 | 159.56 | 610923.82 | 1.725 | 139.31 | 308603.33 | 0.871 | 119.14 | 564.25 | 560.14 | 1.66 | 98.18 | 279.83 | 0.83 | 105.21 | 613.61 | 617.39 | 4.52 | 101.91 | 302.26 | 2.21 | 96.84 | 69.81 | 6.06 | 298.9 | 70.18 | 6.09 | 303.05 | 1637936.88 | 11.06 | 365.32 | 4588429.08 | 30.98 | 309.15 | 97.4 | 17.7 | 19.1 | 45 | 23.5 | 230.1 | 0 | 1 | 0 | 0 | 0 | 0 | n+0 |  | 0.89 | 0.93 | 0.9452 | 0.93 | Single | 1 | 800 | A2 | 103.3 | 136 | 2021 |  | #REF! | #REF! | #REF! | #REF! |  | 1 | [5 empty] | AJEG
TGG | AJEG | 2.0.3 | 2021 | TGG137 | High-End | Yes | Yes | Yes | Yes | Yes | Yes | Yes | Yes | Yes | Yes | Yes | No | Yes | No | No | No | Rack | 2 U | Managed | 1 | Intel(R) Xeon(R) Platinum 8380 CPU | 2 | 2 | 2300 | 40 | 2 | 255700 | 8 | 8 x Micron 32GB/DDR4/3200MHz(2Rx4 R-DIMM) PC4-3200AA-RB2-12 | 2 |  |  | 1 | Standard | 800 | Microsoft Corporation Microsoft Windows Server 2019 Datacenter | 10.0.17763 | Oracle Corporation | 1.8.0_121-b13 | Intel_Win_HS18_5 | 25.285 | 27.561 | 34.615 | 22.469 | 20.957 | 33.478 | 24.555 | 11.043 | 31.006 | 28.542 | 290.467 | 37.8 | 96522.56 | 96412.886 | 13.924 | 478.606 | 72191.965 | 10.426 | 361.914 | 48151.112 | 6.954 | 288.819 | 24079.512 | 3.477 | 171.667 | 818800.68 | 819425.955 | 13.887 | 474.014 | 613963.271 | 10.405 | 315.917 | 409324.606 | 6.937 | 253.294 | 204617.91 | 3.468 | 158.802 | 277187.58 | 286669.183 | 17.977 | 469.328 | 207670.546 | 13.023 | 365.944 | 138572.715 | 8.69 | 230.334 | 69230.305 | 4.341 | 155.506 | 155656.17 | 155656.56 | 10.34 | 443.27 | 116679.4 | 7.75 | 360.19 | 77810 | 5.17 | 188.88 | 38928.46 | 2.59 | 139.26 | 220232.87 | 220280.07 | 10.55 | 469.16 | 165269.27 | 7.91 | 425.08 | 110009.74 | 5.27 | 205.48 | 55044.24 | 2.64 | 146.53 | 15851.51 | 15863.22 | 16.24 | 478.01 | 11881.65 | 12.16 | 388.92 | 7920.67 | 8.11 | 192.88 | 3956.68 | 4.05 | 144.03 | 4606989.34 | 4593943.3 | 12.973 | 417.39 | 4033007.02 | 11.389 | 411.62 | 3456548.73 | 9.761 | 328.45 | 2879185.04 | 8.131 | 298.83 | 2304576.83 | 6.508 | 225.87 | 1732054.36 | 4.891 | 188.54 | 1154792.26 | 3.261 | 159.15 | 575621.95 | 1.626 | 130.98 | 555.01 | 552.61 | 1.63 | 100.69 | 275.89 | 0.82 | 108.39 | 635.52 | 616.5 | 4.51 | 109.1 | 316.58 | 2.32 | 99.74 | 124.78 | 10.83 | 375.77 | 124.84 | 10.84 | 383.45 | 3129129.62 | 21.13 | 459.31 | 17544758.35 | 118.47 | 407.86 | 98.3 | 26.6 | 18.5 | 91.1 | 37.8 | 229.6 | 0 | 1 | 0 | 0 | 0 | 0 | n+0 |  | 0.89 | 0.93 | 0.94 | 0.93 | Single | 1 | 800 | A2 | 104 | 137 | 2021 |  | #REF! | #REF! | #REF! | #REF! |  | 2 | [5 empty] | AJEG
TGG | AJEG | 2.0.3 | 2021 | TGG138 | Low-End | Yes | Yes | Yes | Yes | Yes | Yes | Yes | Yes | Yes | Yes | Yes | No | Yes | No | No | No | Rack | 2 U | Managed | 1 | Intel(R) Xeon(R) Gold 6346 CPU | 2 | 2 | 3100 | 16 | 2 | 127700 | 16 | 16 x Micron 8GB/DDR4/3200MHz(1Rx8 R-DIMM)PC4-3200AA-RD1-12 | 2 |  |  | 1 | Standard | 800 | Microsoft Corporation Microsoft Windows Server 2019 Datacenter | 10.0.17763 | Oracle Corporation | 1.8.0_121-b13 | Intel_Win_HS18_5 | 19.54 | 21.02 | 23.117 | 15.098 | 14.175 | 21.778 | 17.446 | 6.811 | 19.024 | 21.83 | 150.162 | 25.4 | 95603.01 | 95596.013 | 13.806 | 640.669 | 71580.358 | 10.337 | 429.161 | 47761.247 | 6.898 | 343.166 | 23854.187 | 3.445 | 246.517 | 972586.12 | 971978.679 | 16.472 | 641.942 | 729516.188 | 12.363 | 517.083 | 486349.227 | 8.242 | 409.596 | 243302.856 | 4.123 | 260.74 | 285732.11 | 292615.468 | 18.35 | 605.225 | 214268.996 | 13.437 | 628.092 | 142997.061 | 8.967 | 365.543 | 71468.287 | 4.482 | 249.705 | 149666.05 | 149644.57 | 9.94 | 613.83 | 112165.01 | 7.45 | 446.12 | 74780.79 | 4.97 | 290.36 | 37389.06 | 2.48 | 221.01 | 209936.43 | 209882.04 | 10.05 | 631.66 | 157503.04 | 7.54 | 527.6 | 104920.13 | 5.02 | 310.67 | 52470.68 | 2.51 | 228.76 | 15116.7 | 15131.49 | 15.49 | 629.8 | 11358.2 | 11.63 | 562.07 | 7559.88 | 7.74 | 297.95 | 3779.43 | 3.87 | 227.31 | 4811831.18 | 4803446.89 | 13.565 | 571.62 | 4211679.69 | 11.894 | 568.55 | 3610963.14 | 10.197 | 506.89 | 3005300.67 | 8.487 | 373.68 | 2405288.73 | 6.792 | 334.99 | 1810761.92 | 5.114 | 294.5 | 1206774.89 | 3.408 | 253.22 | 603363.21 | 1.704 | 213.35 | 560.71 | 560.59 | 1.66 | 173.18 | 283.04 | 0.84 | 172.41 | 644.2 | 618.95 | 4.53 | 172.99 | 324.39 | 2.38 | 171.9 | 144.6 | 12.55 | 568.05 | 143.94 | 12.5 | 579.35 | 3232558.35 | 21.83 | 649.54 | 12808682.46 | 86.49 | 575.98 | 171.9 | 18.6 | 11.4 | 57.3 | 25.4 | 229.2 | 0 | 1 | 0 | 0 | 0 | 0 | n+0 |  | 0.89 | 0.93 | 0.94 | 0.93 | Single | 1 | 800 | A2 | 181.4 | 138 | 2021 |  | #REF! | #REF! | #REF! | #REF! |  | 2 | [5 empty] | AJEG
TGG | AJEG | 2.0.3 | 2021 | TGG139 | High-End | Yes | Yes | Yes | Yes | Yes | Yes | Yes | Yes | Yes | Yes | Yes | No | Yes | No | No | No | Rack | 2 U | Managed | 1 | Intel(R) Xeon(R) Platinum 8380 CPU | 2 | 2 | 2300 | 40 | 2 | 511700 | 16 | 16 x Micron 32GB/DDR4/3200MHz(2Rx4 R-DIMM) PC4-3200AA-RB2-12 | 2 |  |  | 1 | Standard | 800 | Microsoft Corporation Microsoft Windows Server 2019 Datacenter | 10.0.17763 | Oracle Corporation | 1.8.0_121-b13 | Intel_Win_HS18_5 | 22.919 | 29.398 | 29.57 | 24.819 | 23.411 | 37.111 | 25.832 | 6.479 | 17.426 | 30.086 | 435.292 | 40 | 114917.53 | 118544.314 | 17.12 | 650.923 | 89887.837 | 12.981 | 519.252 | 59865.165 | 8.646 | 350.395 | 29879.234 | 4.315 | 253.7 | 1621399.14 | 1579243.467 | 26.763 | 816.152 | 1216078.502 | 20.609 | 603.11 | 811044.117 | 13.745 | 477.94 | 405455.729 | 6.871 | 296.446 | 330764.02 | 330318.41 | 20.714 | 635.084 | 248261.001 | 15.568 | 499.277 | 165507.519 | 10.379 | 304.033 | 82763.334 | 5.19 | 235.689 | 311431.84 | 311370.62 | 20.68 | 763.25 | 233789.68 | 15.53 | 659.2 | 155672.76 | 10.34 | 352.04 | 77865.62 | 5.17 | 255.48 | 439667.99 | 439348.65 | 21.03 | 800.81 | 329764.46 | 15.79 | 734.5 | 219802.69 | 10.52 | 383.83 | 109888.12 | 5.26 | 271.12 | 31730.79 | 31724.83 | 32.48 | 822.38 | 23798.13 | 24.36 | 699.88 | 15858.84 | 16.24 | 358.88 | 7928.84 | 8.12 | 266.11 | 9037792.14 | 9018543.11 | 25.468 | 788.98 | 7908468.01 | 22.333 | 766.17 | 6780687.37 | 19.148 | 627.45 | 5643280.61 | 15.936 | 570.32 | 4516310.2 | 12.754 | 423.58 | 3392593.63 | 9.581 | 348.9 | 2265590.42 | 6.398 | 290.31 | 1133708.89 | 3.202 | 236.05 | 542.29 | 547.12 | 1.62 | 175.64 | 271.7 | 0.8 | 176 | 613.19 | 620.26 | 4.54 | 175.09 | 301.5 | 2.21 | 188.53 | 252.38 | 21.91 | 730.18 | 258.57 | 22.45 | 743.99 | 3420841.71 | 23.1 | 606.04 | 49652955.29 | 335.28 | 770.24 | 190.8 | 27.2 | 10.6 | 114.4 | 40 | 229.5 | 0 | 1 | 0 | 0 | 0 | 0 | n+0 |  | 0.89 | 0.93 | 0.94 | 0.93 | Single | 1 | 800 | A2 | 183.3 | 139 | 2021 |  | #REF! | #REF! | #REF! | #REF! |  | 2 | [5 empty] | AJEG
TGG | BAFA | 2.0.3 | 2021 | TGG140 | Low-End | Yes | Yes | Yes | Yes | Yes | Yes | Yes | Yes | Yes | Yes | Yes | Yes | Yes | No | No | No | Rack | 1 U | Managed | 1 | Intel(R) Xeon(R) Gold 6346 CPU @ 3.10GHz | 2 | 2 | 3093 | 16 | 2 | 127500 | 16 | 16 x DDR4, 8GB | 2 |  |  | 2 | Redundant | 800 | Microsoft Corporation Microsoft Windows Server 2019 Standard | 10.0.17763 | Oracle Corporation | 1.8.0_231-b11 | Intel_Win_HS18_5 | 19.594 | 22.908 | 25.396 | 16.244 | 13.885 | 22.82 | 17.122 | 14.967 | 19.913 | 22.926 | 143.728 | 26.6 | 93498.49 | 93467.368 | 13.498 | 567.903 | 70119.452 | 10.126 | 426.81 | 46711.352 | 6.746 | 351.779 | 23354.174 | 3.373 | 247.47 | 1009620.95 | 1010039.823 | 17.117 | 576.568 | 757096.882 | 12.83 | 507.655 | 504920.668 | 8.557 | 408.598 | 252396.415 | 4.277 | 244.072 | 290712.81 | 291003.185 | 18.249 | 546.397 | 218204.967 | 13.684 | 548.532 | 145384.103 | 9.117 | 348.509 | 72695.247 | 4.559 | 238.851 | 148529.51 | 148700.47 | 9.88 | 546.23 | 111403.47 | 7.4 | 346.74 | 74359.01 | 4.94 | 300.79 | 37102.26 | 2.46 | 224.21 | 197221.13 | 198177.61 | 9.49 | 548.46 | 147893.47 | 7.08 | 498.01 | 98566.91 | 4.72 | 319.01 | 49275.43 | 2.36 | 230.92 | 15036.01 | 15060.11 | 15.42 | 548.69 | 11235.31 | 11.5 | 509.58 | 7502.92 | 7.68 | 300.09 | 3765.87 | 3.86 | 230.77 | 4700193.95 | 4697541.7 | 13.266 | 572.15 | 4110619.87 | 11.608 | 563.18 | 3533547.86 | 9.979 | 460.72 | 2943502.61 | 8.312 | 384.96 | 2345872.11 | 6.625 | 342.38 | 1768347.97 | 4.994 | 298.07 | 1176899.73 | 3.324 | 253.18 | 586886.26 | 1.657 | 213.42 | 1178.29 | 1169.28 | 3.46 | 172.82 | 591.2 | 1.75 | 155.87 | 575.45 | 577.71 | 4.23 | 154.25 | 289.85 | 2.12 | 146.73 | 145.06 | 12.59 | 547.5 | 144.43 | 12.54 | 548.61 | 3074248.81 | 20.76 | 562.19 | 12242458.68 | 82.67 | 575.16 | 136.7 | 19.3 | 17.3 | 57.4 | 26.6 | 229.8 | 0 | 2 | 0 | 0 | 0 | 0 | 1+1 |  | 0.8945 | 0.9298 | 0.9452 | 0.9322 | Single | 0.99 | 800 | A2 | 167.4 | 140 | 2021 |  | #REF! | #REF! | #REF! | #REF! |  | 2 | [5 empty] | BAFA
TGG | BAFA | 2.0.3 | 2021 | TGG141 | Other | Yes | Yes | Yes | Yes | Yes | Yes | Yes | Yes | Yes | Yes | Yes | No | No | No | No | No | Rack | 1 U | Managed | 1 | Intel(R) Xeon(R) Gold 6346 CPU @ 3.10GHz | 2 | 2 | 3093 | 16 | 2 | 127500 | 16 | 16 x DDR4, 8GB | 4 |  |  | 2 | Redundant | 1400 | Microsoft Corporation Microsoft Windows Server 2019 Standard | 10.0.17763 | Oracle Corporation | 1.8.0_231-b11 | Intel_Win_HS18_5 | 18.874 | 22.213 | 25.275 | 15.686 | 13.405 | 22.069 | 16.391 | 28.088 | 45.077 | 22.32 | 138.122 | 26.8 | 93493.59 | 93853.788 | 13.554 | 587.642 | 70222.232 | 10.141 | 441.484 | 46886.95 | 6.771 | 364.673 | 23398.895 | 3.379 | 261.961 | 1010043.58 | 1011856.002 | 17.148 | 591.687 | 757406.418 | 12.836 | 519.339 | 504916.66 | 8.557 | 419.227 | 252449.739 | 4.278 | 256.89 | 292765.9 | 293993.517 | 18.436 | 567.09 | 219616.495 | 13.772 | 491.71 | 146324.735 | 9.176 | 367.355 | 73224.248 | 4.592 | 255.921 | 149393.7 | 149516.78 | 9.93 | 561.78 | 111987.61 | 7.44 | 359.81 | 74755.58 | 4.97 | 312.98 | 37324.43 | 2.48 | 237.38 | 198433.1 | 199663.84 | 9.56 | 568.88 | 148737.57 | 7.12 | 514.78 | 99270.95 | 4.75 | 332.07 | 49604.04 | 2.38 | 244.66 | 15115.09 | 15129.75 | 15.49 | 567.73 | 11307.88 | 11.58 | 523.87 | 7562.89 | 7.74 | 313.37 | 3792.39 | 3.88 | 243.76 | 4725389.44 | 4730262.93 | 13.358 | 590.59 | 4128247.43 | 11.658 | 579.81 | 3540638.59 | 9.999 | 500.68 | 2947137.94 | 8.323 | 398.79 | 2369668.28 | 6.692 | 360.25 | 1770109.22 | 4.999 | 311.46 | 1188512.71 | 3.356 | 267.35 | 590145.63 | 1.667 | 226.92 | 2539.54 | 2531.98 | 7.48 | 198.34 | 1271.77 | 3.76 | 179.65 | 1554.65 | 1562.51 | 11.44 | 185.54 | 779.74 | 5.71 | 173.21 | 144.65 | 12.56 | 561.97 | 144.77 | 12.57 | 563.6 | 3087503.38 | 20.85 | 581.58 | 12324627.3 | 83.22 | 602.52 | 152.3 | 18.7 | 35.6 | 55.5 | 26.8 | 229.8 | 0 | 2 | 0 | 0 | 0 | 0 | 1+1 |  | 0.9056 | 0.9345 | 0.9479 | 0.9288 | Single | 1 | 1400 | A2 |  | 141 | 2021 |  | #REF! | #REF! | #REF! | #REF! |  | 2 | [5 empty] | BAFA
TGG | BAFA | 2.0.3 | 2021 | TGG142 | Typical | Yes | Yes | Yes | Yes | Yes | Yes | Yes | Yes | Yes | Yes | Yes | Yes | No | No | No | No | Rack | 1 U | Managed | 1 | Intel(R) Xeon(R) Gold 6354 CPU @ 3.00GHz | 2 | 2 | 2993 | 18 | 2 | 127500 | 16 | 16 x DDR4, 8GB | 2 |  |  | 2 | Redundant | 800 | Microsoft Corporation Microsoft Windows Server 2019 Standard | 10.0.17763 | Oracle Corporation | 1.8.0_231-b11 | Intel_Win_HS18_5 | 20.79 | 23.599 | 27.178 | 17.983 | 15.161 | 24.779 | 18.124 | 14.908 | 19.621 | 22.472 | 153.526 | 28 | 100262.13 | 100033.361 | 14.447 | 566.581 | 75214.779 | 10.862 | 443.722 | 50062.622 | 7.23 | 352.732 | 25002.459 | 3.611 | 247.292 | 1045773.03 | 1046133.411 | 17.729 | 577.833 | 784412.602 | 13.293 | 510.608 | 523019.098 | 8.864 | 415.023 | 261311.25 | 4.428 | 243.569 | 313392.18 | 314946.276 | 19.75 | 545.889 | 235034.69 | 14.739 | 552.786 | 156746.722 | 9.83 | 355.959 | 78323.954 | 4.912 | 239.818 | 165893.75 | 166153.36 | 11.04 | 545.34 | 124457.43 | 8.27 | 352.82 | 82944.92 | 5.51 | 303.47 | 41525.22 | 2.76 | 226.93 | 220884.19 | 221609.24 | 10.61 | 549.38 | 165673.56 | 7.93 | 535.27 | 110446.07 | 5.29 | 324.54 | 55274.5 | 2.65 | 233.56 | 16825.73 | 16826.18 | 17.23 | 553.75 | 12601.44 | 12.9 | 554.98 | 8401.57 | 8.6 | 306.8 | 4232.5 | 4.33 | 232.95 | 5026156.45 | 5031231.85 | 14.208 | 576.74 | 4394823.91 | 12.411 | 573.65 | 3771689.32 | 10.651 | 485.32 | 3155348.16 | 8.911 | 385.49 | 2514774.96 | 7.102 | 342.6 | 1881657.01 | 5.314 | 296.52 | 1252499.24 | 3.537 | 252.51 | 625829.61 | 1.767 | 213.6 | 1166.89 | 1184.71 | 3.5 | 173.85 | 586.56 | 1.73 | 157 | 576.43 | 579.69 | 4.24 | 155.95 | 287.03 | 2.1 | 148.56 | 148.28 | 12.87 | 566.72 | 145.92 | 12.67 | 569.71 | 3287077.11 | 22.2 | 562.34 | 13168810.99 | 88.92 | 579.19 | 138.6 | 20.7 | 17.1 | 58.7 | 28 | 229.8 | 0 | 2 | 0 | 0 | 0 | 0 | 1+1 |  | 0.9056 | 0.9345 | 0.9479 | 0.9288 | Single | 1 | 1400 | A2 |  | 142 | 2021 |  | #REF! | #REF! | #REF! | #REF! |  | 2 | [5 empty] | BAFA
TGG | BAFA | 2.0.3 | 2021 | TGG143 | High-End | Yes | Yes | Yes | Yes | Yes | Yes | Yes | Yes | Yes | Yes | Yes | Yes | Yes | No | No | No | Rack | 1 U | Managed | 1 | Intel(R) Xeon(R) Platinum 8380 CPU @ 2.30GHz | 2 | 2 | 2295 | 40 | 2 | 511500 | 16 | 16 x DDR4, 32GB | 2 |  |  | 2 | Redundant | 800 | Microsoft Corporation Microsoft Windows Server 2019 Standard | 10.0.17763 | Oracle Corporation | 1.8.0_231-b11 | Intel_Win_HS18_5 | 25.546 | 29.746 | 35.214 | 22.599 | 20.124 | 32.614 | 23.903 | 13.625 | 17.801 | 29.258 | 385.859 | 39.3 | 182896.59 | 182523.382 | 26.359 | 828.068 | 137013.586 | 19.787 | 724.619 | 91418.705 | 13.202 | 544.452 | 45753.359 | 6.608 | 327.029 | 1668086.17 | 1668802.836 | 28.281 | 826.081 | 1250731.489 | 21.196 | 656.471 | 833887.439 | 14.132 | 502.265 | 417049.919 | 7.068 | 280.777 | 587231.69 | 590628.442 | 37.038 | 813.906 | 440329.463 | 27.613 | 816.771 | 293615.452 | 18.413 | 535.626 | 146812.231 | 9.207 | 316.645 | 311328.63 | 311576.35 | 20.69 | 815.95 | 233513.2 | 15.51 | 746.43 | 155686.01 | 10.34 | 401.29 | 77812.59 | 5.17 | 269.02 | 417703.07 | 418373.24 | 20.03 | 820.65 | 313125.1 | 14.99 | 814.57 | 208964.56 | 10 | 471.53 | 104400.86 | 5 | 290.47 | 31069.3 | 31016.15 | 31.75 | 820.38 | 23317.43 | 23.87 | 782.06 | 15565.04 | 15.93 | 458.26 | 7795.98 | 7.98 | 289.74 | 8789892.13 | 8792550.45 | 24.83 | 828.06 | 7680879.58 | 21.691 | 798.93 | 6588657.01 | 18.606 | 688.05 | 5487133.09 | 15.495 | 600.34 | 4391872.03 | 12.402 | 434.56 | 3291848.68 | 9.296 | 362.93 | 2193473.37 | 6.194 | 301.61 | 1096708.62 | 3.097 | 247.97 | 1176.02 | 1180 | 3.49 | 189.63 | 590.23 | 1.74 | 172.72 | 574.37 | 577.25 | 4.23 | 172.53 | 290.43 | 2.13 | 164.38 | 255.75 | 22.2 | 766.01 | 259.85 | 22.56 | 763.65 | 5897008.09 | 39.82 | 789.52 | 47054966.65 | 317.74 | 823.45 | 151.3 | 26.6 | 15.6 | 106.3 | 39.3 | 231.1 | 0 | 2 | 0 | 4 | 0 | 0 | 1+1 |  | 0.9056 | 0.9345 | 0.9479 | 0.9288 | Single | 1 | 1400 | A2 | 186.4 | 143 | 2021 |  | #REF! | #REF! | #REF! | #REF! |  | 2 | [5 empty] | BAFA
TGG | BAFB | 2.0.3 | 2021 | TGG144 | High-End | Yes | Yes | Yes | Yes | Yes | Yes | Yes | Yes | Yes | Yes | Yes | Yes | Yes | No | No | No | Rack | 2 U | Managed | 1 | Intel(R) Xeon(R) Platinum 8380 CPU @ 2.30GHz | 2 | 2 | 2295 | 40 | 2 | 523742 | 16 | DDR4, 32GB | 2 | Fixed hard disk media | SATA | 2 | Redundant | 800 | Microsoft Corporation Microsoft Windows Server 2019 Datacenter | 10.0.17763 | OpenJDK | 11.0.9.1+1-LTS | Intel_Win_HS18_5 | 19.599 | 23.294 | 26.949 | 16.354 | 14.343 | 172.568 | 16.051 | 15.165 | 19.745 | 23.068 | 73.624 | 29.2 | 93642.33 | 92656.159 | 13.381 | 551.422 | 70246.883 | 10.145 | 431.1 | 46789.873 | 6.757 | 356.058 | 23386.876 | 3.377 | 248.088 | 1025893.42 | 1027888.783 | 17.419 | 562.725 | 769729.001 | 13.044 | 507.858 | 513240.522 | 8.698 | 411.62 | 256440.342 | 4.346 | 248.008 | 298592.69 | 298668.21 | 18.729 | 527.594 | 224021.156 | 14.048 | 453.889 | 149335.225 | 9.365 | 375.982 | 74697.054 | 4.684 | 243.032 | 148477.88 | 148677.44 | 9.88 | 527.83 | 111418.73 | 7.4 | 343.48 | 74214.24 | 4.93 | 302.19 | 37136.31 | 2.47 | 226.7 | 193367.26 | 194548.74 | 9.31 | 528.75 | 145119.04 | 6.95 | 392.33 | 96684.3 | 4.63 | 332.82 | 48339.63 | 2.31 | 237.27 | 112104.53 | 112741.56 | 115.41 | 528.14 | 84065.96 | 86.06 | 464.11 | 56030.73 | 57.36 | 318.94 | 28104.84 | 28.77 | 236.42 | 4433754.05 | 4445284.26 | 12.553 | 552.06 | 3876590.12 | 10.947 | 541.38 | 3317975.61 | 9.37 | 488.64 | 2775131.33 | 7.837 | 384.17 | 2219306.78 | 6.267 | 348.84 | 1661729.16 | 4.693 | 303.3 | 1104743.45 | 3.12 | 256.55 | 553894.39 | 1.564 | 215.81 | 1213.16 | 1204.71 | 3.56 | 175.25 | 609.07 | 1.8 | 158.92 | 584.76 | 583.91 | 4.28 | 156.92 | 292.68 | 2.14 | 149.74 | 147.04 | 12.76 | 547.97 | 146.79 | 12.74 | 557.77 | 1855575.32 | 12.53 | 559.48 | 6152005.72 | 41.54 | 564.23 | 139.6 | 26 | 17.3 | 41.2 | 29.2 | 229.5 | 0 | 2 | 0 | 0 | 0 | 0 | 1+1 |  | 0.8964 | 0.9283 | 0.9438 | 0.9354 | Single | 0.99 | 800 | A2 | 173.9 | 144 | 2021 |  | #REF! | #REF! | #REF! | #REF! |  | 2 | [5 empty] | BAFB
TGG | BAFB | 2.0.3 | 2021 | TGG145 | Low-End | Yes | Yes | Yes | Yes | Yes | Yes | Yes | Yes | Yes | Yes | Yes | Yes | No | No | No | No | Rack | 2 U | Managed | 1 | Intel(R) Xeon(R) Silver 4309Y CPU @ 2.80GHz | 2 | 2 | 2793 | 8 | 2 | 130526 | 16 | DDR4, 8GB | 2 | Fixed hard disk media | SATA | 2 | Redundant | 800 | Microsoft Corporation Microsoft Windows Server 2019 Datacenter | 10.0.17763 | Oracle Corporation | 1.8.0_231-b11 | Intel_Win_HS18_5 | 28.461 | 33.662 | 41.493 | 23.714 | 22.091 | 36.684 | 26.067 | 14.669 | 18.245 | 37.018 | 326.169 | 42.6 | 149322.44 | 149412.242 | 21.578 | 559.284 | 112213.349 | 16.205 | 530.003 | 74827.864 | 10.806 | 384.726 | 37389.431 | 5.4 | 272.686 | 1519952.26 | 1520347.449 | 25.765 | 568.258 | 1140031.159 | 19.32 | 518.448 | 760153.785 | 12.882 | 416.971 | 379908.477 | 6.438 | 261.744 | 464382.56 | 458663.317 | 28.763 | 521.535 | 348243.869 | 21.838 | 474.961 | 232347.163 | 14.57 | 353.942 | 116056.034 | 7.278 | 256.291 | 233448.17 | 233600.41 | 15.52 | 521.66 | 175112.1 | 11.63 | 482.8 | 116633.99 | 7.75 | 295.82 | 58317.25 | 3.87 | 229.78 | 317051.26 | 317181.88 | 15.19 | 525.01 | 237803.51 | 11.39 | 516.13 | 158679.33 | 7.6 | 320.39 | 79286.11 | 3.8 | 241.13 | 23771.11 | 23781.65 | 24.35 | 520.19 | 17875.88 | 18.3 | 494.81 | 11905.51 | 12.19 | 299.43 | 5941.31 | 6.08 | 236.61 | 7488871.41 | 7503934.39 | 21.191 | 564.4 | 6545986.76 | 18.486 | 558.16 | 5622788.21 | 15.879 | 517.33 | 4686798.25 | 13.235 | 424.67 | 3740450.07 | 10.563 | 356.02 | 2807354.49 | 7.928 | 307.84 | 1872808.49 | 5.289 | 265.93 | 936968.39 | 2.646 | 224.35 | 1205.5 | 1203.97 | 3.56 | 175.98 | 602.68 | 1.78 | 167.27 | 578.7 | 582.28 | 4.26 | 161.39 | 290.41 | 2.13 | 168.71 | 241.11 | 20.93 | 565.91 | 242.67 | 21.07 | 568.51 | 4671519.42 | 31.54 | 550.3 | 26692499.31 | 180.24 | 552.59 | 240.9 | 29.6 | 16.4 | 109.9 | 42.6 | 229.7 | 0 | 6 | 0 | 0 | 0 | 0 | 1+1 |  | 0.8964 | 0.9283 | 0.9438 | 0.9354 | Single | 0.99 | 800 | A2 | 155.1 | 145 | 2021 |  | #REF! | #REF! | #REF! | #REF! |  | 2 | [5 empty] | BAFB
TGG | BAFB | 2.0.3 | 2021 | TGG146 | Other | Yes | Yes | Yes | Yes | Yes | Yes | Yes | Yes | Yes | Yes | Yes | Yes | No | No | No | No | Rack | 2 U | Managed | 1 | Intel(R) Xeon(R) Platinum 8358 CPU @ 2.60GHz | 2 | 2 | 2594 | 32 | 2 | 261598 | 16 | DDR4, 16GB | 8 | Fixed hard disk media | SATA | 2 | Redundant | 2400 | Microsoft Corporation Microsoft Windows Server 2019 Datacenter | 10.0.17763 | Oracle Corporation | 1.8.0_231-b11 | Intel_Win_HS18_5 | 22.921 | 27.421 | 32.727 | 19.993 | 18.218 | 30.368 | 20.502 | 42.372 | 68.653 | 29.632 | 266.501 | 37.1 | 160582.49 | 160178.838 | 23.133 | 742.306 | 120437.142 | 17.393 | 683.781 | 80192.072 | 11.581 | 509.806 | 40087.696 | 5.789 | 377.695 | 1593367.34 | 1592948.564 | 26.995 | 749.125 | 1195056.043 | 20.252 | 651.744 | 796975.127 | 13.506 | 527.825 | 398109.388 | 6.747 | 341.936 | 498210.38 | 499153.81 | 31.302 | 700.419 | 373707.187 | 23.435 | 607.144 | 249232.726 | 15.629 | 512.275 | 124624.539 | 7.815 | 358.516 | 270408.74 | 269010.79 | 17.87 | 701.1 | 202875.59 | 13.47 | 635.36 | 135262.7 | 8.98 | 419.26 | 67691.54 | 4.5 | 325.82 | 357384.94 | 356673.9 | 17.08 | 701.77 | 267973.12 | 12.83 | 686.04 | 178621.12 | 8.55 | 447.67 | 89406.98 | 4.28 | 337.77 | 27478.39 | 27454.68 | 28.11 | 698.83 | 20567.23 | 21.06 | 692.06 | 13729.32 | 14.06 | 424.69 | 6870.96 | 7.03 | 334.89 | 7743654.14 | 7723954.36 | 21.812 | 735.72 | 6776885.51 | 19.138 | 723.67 | 5807188.57 | 16.399 | 664.14 | 4840936.28 | 13.671 | 583.29 | 3869856.14 | 10.928 | 460.38 | 2908544.3 | 8.214 | 396.73 | 1937739.62 | 5.472 | 352.5 | 970739.01 | 2.741 | 304.04 | 5460.96 | 5394.33 | 15.94 | 274.11 | 2747.39 | 8.12 | 262.88 | 3527.06 | 3514.63 | 25.73 | 268.57 | 1753.48 | 12.84 | 260.95 | 254.36 | 22.08 | 745.52 | 254.25 | 22.07 | 744.45 | 5180720.58 | 34.98 | 732.84 | 28887360.27 | 195.06 | 731.93 | 223 | 24.1 | 53.9 | 88.9 | 37.1 | 229.6 | 0 | 6 | 0 | 0 | 0 | 0 | 1+1 |  | 0.916 | 0.9406 | 0.9454 | 0.9209 | Single | 1 | 2400 | A2 |  | 146 | 2021 |  | #REF! | #REF! | #REF! | #REF! |  | 2 |  | TGG104 |  |  |  | BAFB | BAFB
TGG | BAFB | 2.0.3 | 2021 | TGG147 | Other | Yes | Yes | Yes | Yes | Yes | Yes | Yes | Yes | Yes | Yes | Yes | Yes | No | No | No | No | Rack | 2 U | Managed | 1 | Intel(R) Xeon(R) Platinum 8358 CPU @ 2.60GHz | 2 | 1 | 2594 | 32 | 2 | 261598 | 8 | DDR4, 32GB | 8 | Fixed hard disk media | SATA | 2 | Redundant | 2400 | Microsoft Corporation Microsoft Windows Server 2019 Datacenter | 10.0.17763 | Oracle Corporation | 1.8.0_231-b11 | Intel_Win_HS18_5 | 19.632 | 23.093 | 27.713 | 16.476 | 15.419 | 25.281 | 17.224 | 57.364 | 95.389 | 23.658 | 235.221 | 31.9 | 83841.16 | 83523.707 | 12.062 | 431.742 | 62767.046 | 9.065 | 400.93 | 41877.333 | 6.048 | 316.519 | 20939.068 | 3.024 | 245.713 | 819730.4 | 820073.291 | 13.898 | 437.751 | 614632.022 | 10.416 | 382.686 | 409575.286 | 6.941 | 327.991 | 204909.444 | 3.473 | 223.276 | 252172.55 | 252789.559 | 15.852 | 407.005 | 189111.423 | 11.859 | 350.813 | 126128.251 | 7.909 | 308.576 | 63063.236 | 3.955 | 226.275 | 136832.82 | 136900.62 | 9.09 | 406.25 | 102637.51 | 6.82 | 384.23 | 68368.04 | 4.54 | 261.2 | 34211.31 | 2.27 | 212.87 | 184702.49 | 184659.91 | 8.84 | 408.08 | 138476.3 | 6.63 | 408.77 | 92336.16 | 4.42 | 276.61 | 46171.12 | 2.21 | 219.6 | 13872.61 | 13879.37 | 14.21 | 406.55 | 10403.18 | 10.65 | 398.92 | 6942.43 | 7.11 | 264.12 | 3451.38 | 3.53 | 217.15 | 4014832.73 | 4008817.9 | 11.321 | 425.13 | 3507653.08 | 9.905 | 420.74 | 3009087.21 | 8.498 | 385.12 | 2514708.71 | 7.101 | 352.36 | 2003319.32 | 5.657 | 291.18 | 1508710.82 | 4.261 | 258.54 | 1003896.55 | 2.835 | 226.19 | 501711.88 | 1.417 | 204.66 | 5419.49 | 5343.77 | 15.79 | 200.17 | 2717.82 | 8.03 | 192.48 | 3514.56 | 3533.2 | 25.87 | 193.83 | 1758.5 | 12.87 | 188.82 | 116.51 | 10.11 | 423.7 | 114.56 | 9.95 | 424.11 | 2654739.13 | 17.93 | 426.93 | 14866606.52 | 100.39 | 426.77 | 213 | 20.2 | 74 | 74.6 | 31.9 | 229.8 | 0 | 6 | 0 | 0 | 0 | 0 | 1+1 |  | 0.916 | 0.9406 | 0.9454 | 0.9209 | Single | 1 | 2400 | A2 |  | 147 | 2021 |  | #REF! | #REF! | #REF! | #REF! |  | 1 |  | TGG105 |  |  |  | BAFB | BAFB
TGG | BAFB | 2.0.3 | 2021 | TGG148 | Typical | Yes | Yes | Yes | Yes | Yes | Yes | Yes | Yes | Yes | Yes | Yes | Yes | No | No | No | No | Rack | 2 U | Managed | 1 | Intel(R) Xeon(R) Silver 4310 CPU @ 2.10GHz | 2 | 2 | 2095 | 12 | 2 | 130526 | 16 | DDR4, 8GB | 2 | Fixed hard disk media | SATA | 2 | Redundant | 800 | Microsoft Corporation Microsoft Windows Server 2019 Datacenter | 10.0.17763 | Oracle Corporation | 1.8.0_231-b11 | Intel_Win_HS18_5 | 26.643 | 31.302 | 37.667 | 23.742 | 21.792 | 36.46 | 24.643 | 14.076 | 17.928 | 32.158 | 302.755 | 40 | 170381.1 | 169891.178 | 24.535 | 697.422 | 127709.438 | 18.443 | 632.181 | 85130.781 | 12.294 | 487.522 | 42655.877 | 6.16 | 316.429 | 1633329.99 | 1632211.145 | 27.661 | 706.8 | 1224822.785 | 20.757 | 601.8 | 816472.566 | 13.837 | 484.156 | 408494.18 | 6.923 | 278.168 | 523091.17 | 529075.019 | 33.178 | 658.825 | 392325.3 | 24.603 | 660.533 | 261690.103 | 16.41 | 437.347 | 130746.491 | 8.199 | 286.671 | 287264.42 | 287430.02 | 19.09 | 656.94 | 215347.98 | 14.3 | 628.4 | 143779.36 | 9.55 | 363.11 | 71791.16 | 4.77 | 261.01 | 385834.92 | 376330.07 | 18.02 | 661.49 | 289395.92 | 13.86 | 661.44 | 192919.74 | 9.24 | 392.85 | 96515.91 | 4.62 | 274.84 | 29076.41 | 29045.7 | 29.73 | 657.23 | 21810.14 | 22.33 | 644.52 | 14555.16 | 14.9 | 365.3 | 7259.42 | 7.43 | 268.83 | 8256633.72 | 8237209.44 | 23.262 | 698.1 | 7228812.8 | 20.414 | 684.12 | 6191320.04 | 17.484 | 612.61 | 5154637.83 | 14.557 | 551.86 | 4127355.04 | 11.655 | 408.79 | 3098462.34 | 8.75 | 340.06 | 2065711.38 | 5.833 | 287.02 | 1031015.96 | 2.912 | 238.92 | 1215.76 | 1203.64 | 3.56 | 186.36 | 601.23 | 1.78 | 171.09 | 583.25 | 584.66 | 4.28 | 171.34 | 288.4 | 2.11 | 164.11 | 253.79 | 22.03 | 688.41 | 257.28 | 22.33 | 691.13 | 5500773.63 | 37.14 | 688 | 30823311.32 | 208.13 | 687.46 | 152.9 | 28.3 | 15.9 | 98.7 | 40 | 229.4 | 0 | 6 | 0 | 0 | 0 | 0 | 1+1 |  | 0.8964 | 0.9283 | 0.9438 | 0.9354 | Single | 0.99 | 800 | A2 |  | 148 | 2021 |  | #REF! | #REF! | #REF! | #REF! |  | 2 | [5 empty] | BAFB
TGG | BATA | 2.0.3 | 2021 | TGG149 | High-End | Yes | Yes | Yes | Yes | Yes | Yes | Yes | Yes | Yes | Yes | Yes | No | No | No | No | No | Rack | 2 U | Managed | 1 | Genuine Intel(R) CPU 0000%@ | 2 | 1 | 2694 | 38 | 2 | 511700 | 16 | 16 x Micron DDR4 | 3 |  |  | 2 | Standard | 1600 | Microsoft Corporation Microsoft Windows Server 2019 Standard | 10.0.17763 | OpenJDK | 11+28 | Intel_Win_HS18_5 | 24.56 | 28.84 | 42.39 | 19.969 | 23.03 | 291.55 | 23.64 | 2.37 | 5.64 | 29.33 | 111.84 | 45 | 173795.07 | 173782.08 | 25.097 | 890.686 | 130371.937 | 18.828 | 710.828 | 86797.134 | 12.535 | 464.039 | 43382.275 | 6.265 | 347.047 | 1744974.32 | 1745585.316 | 29.582 | 894.881 | 1308862.408 | 22.181 | 617.011 | 872980.66 | 14.794 | 525.431 | 436035.286 | 7.389 | 357.364 | 611593.88 | 613448.728 | 38.469 | 833.55 | 458299.612 | 28.74 | 574.389 | 305812.062 | 19.177 | 416.297 | 152918.028 | 9.589 | 316.044 | 348072.21 | 348134.41 | 23.12 | 805.81 | 261203.83 | 17.35 | 591.23 | 174019.89 | 11.56 | 364 | 87110.5 | 5.79 | 289.73 | 420004.39 | 420287.32 | 20.12 | 823.5 | 315071.25 | 15.09 | 553.98 | 210006.85 | 10.05 | 392.88 | 105059.35 | 5.03 | 304.27 | 244004.4 | 244154.93 | 249.94 | 831.45 | 183164.71 | 187.51 | 533.78 | 122086.36 | 124.98 | 382.97 | 60946.87 | 62.39 | 297.56 | 9252849.79 | 9286399.68 | 26.224 | 951.45 | 8090078.79 | 22.846 | 791.67 | 6950386.13 | 19.628 | 689.86 | 5790635.45 | 16.353 | 600.83 | 4631604.46 | 13.079 | 429.92 | 3470666.84 | 9.801 | 373.18 | 2319182.14 | 6.549 | 328.38 | 1161239.38 | 3.279 | 282.93 | 250.93 | 236.35 | 0.7 | 227.93 | 123.56 | 0.37 | 199.61 | 220.2 | 226.21 | 1.66 | 211.37 | 110.19 | 0.81 | 198.93 | 272.716 | 23.673 | 805.592 | 272.569 | 23.66 | 807.981 | 5245269.645 | 35.418 | 867.628 | 39263612.943 | 265.124 | 865.203 | 192.6 | 38.76 | 3.65 | 94.8 | 45 | 222.8 | 0 | 1 | 0 | 0 | 0 | 0 | 2+1 |  | 0.89 | 0.93 | 0.94 | 0.92 | Single | 0.98 | 1600 | A2 |  | 149 | 2021 |  | #REF! | #REF! | #REF! | #REF! |  | 1 | [5 empty] | BATA
TGG | BATA | 2.0.3 | 2021 | TGG150 | Low-End | Yes | Yes | Yes | Yes | Yes | Yes | Yes | Yes | Yes | Yes | Yes | No | No | No | No | No | Rack | 2 U | Managed | 1 | Genuine Intel(R) CPU 0000%@ | 2 | 2 | 2694 | 8 | 2 | 127700 | 16 | 16 x Micron DDR4 | 3 |  |  | 2 | Standard | 1600 | Microsoft Corporation Microsoft Windows Server 2019 Standard | 10.0.17763 | OpenJDK | 11+28 | Intel_Win_HS18_5 | 13.35 | 21.83 | 21.12 | 6.502 | 9.99 | 124.47 | 11.45 | 3.22 | 7.48 | 33.14 | 47.99 | 24.9 | 44284.32 | 44302.701 | 6.398 | 364.287 | 33238.437 | 4.8 | 285.145 | 22181.755 | 3.203 | 232.352 | 11035.683 | 1.594 | 204.513 | 640486.93 | 640254.488 | 10.85 | 372.829 | 479301.375 | 8.123 | 302.639 | 320295.709 | 5.428 | 239.303 | 160203.298 | 2.715 | 211.919 | 158595.81 | 158705.602 | 9.952 | 353.832 | 119035.972 | 7.465 | 274.103 | 79325.168 | 4.974 | 237.058 | 39638.464 | 2.486 | 200.968 | 75714.46 | 75711.93 | 5.03 | 346.43 | 56862.16 | 3.78 | 239.56 | 37881.48 | 2.52 | 209.63 | 18905.21 | 1.26 | 193.13 | 93452.33 | 93517.64 | 4.48 | 354.45 | 70147.46 | 3.36 | 250.67 | 46760.87 | 2.24 | 216.57 | 23325.78 | 1.12 | 196 | 54011.58 | 54009.48 | 55.29 | 353.95 | 40562.69 | 41.52 | 247.43 | 27040.32 | 27.68 | 214.81 | 13529.24 | 13.85 | 194.96 | 2353692.48 | 2361980.68 | 6.67 | 364.78 | 2060156.64 | 5.818 | 346.08 | 1768490.62 | 4.994 | 302.2 | 1472150.26 | 4.157 | 257.27 | 1174566.51 | 3.317 | 232.56 | 879627.8 | 2.484 | 216.37 | 588709.47 | 1.662 | 204.67 | 295016.24 | 0.833 | 192.91 | 255.58 | 253.99 | 0.75 | 176.07 | 129.35 | 0.38 | 156.73 | 231.27 | 229.98 | 1.68 | 164.74 | 115.71 | 0.85 | 154.77 | 139.399 | 12.101 | 372.525 | 141.524 | 12.285 | 363.35 | 1334934.94 | 9.014 | 360.735 | 4932440.19 | 33.306 | 361.361 | 151 | 19.5 | 4.91 | 55.27 | 24.9 | 227.1 | 0 | 1 | 0 | 0 | 0 | 0 | 2+1 |  | 0.89 | 0.93 | 0.94 | 0.92 | Single | 0.98 | 1600 | A2 |  | 150 | 2021 |  | #REF! | #REF! | #REF! | #REF! |  | 2 | [5 empty] | BATA
TGG | BATA | 2.0.3 | 2021 | TGG151 | Low-End | Yes | Yes | Yes | Yes | Yes | Yes | Yes | Yes | Yes | Yes | Yes | No | No | No | No | No | Rack | 2 U | Managed | 1 | Genuine Intel(R) CPU 0000%@ | 2 | 1 | 2694 | 38 | 1 | 511700 | 16 | 16 x Micron DDR4 | 3 |  |  | 2 | Standard | 1600 | Microsoft Corporation Microsoft Windows Server 2019 Standard | 10.0.17763 | OpenJDK | 11+28 | Intel_Win_HS18_5 | 13.6 | 22.59 | 21.83 | 6.51 | 9.73 | 122.49 | 12.25 | 2.89 | 6.03 | 35.05 | 63.95 | 27.4 | 55657.34 | 55825.173 | 8.062 | 445.478 | 41814.339 | 6.039 | 365.328 | 27878.492 | 4.026 | 284.542 | 13956.549 | 2.016 | 249.242 | 841424.08 | 841545.88 | 14.262 | 476.469 | 631024.032 | 10.694 | 384.794 | 420780.794 | 7.131 | 305.55 | 210428.386 | 3.566 | 265.85 | 192275.16 | 193075.034 | 12.108 | 424.656 | 144161.617 | 9.04 | 322.953 | 96214.784 | 6.034 | 269.606 | 48106.456 | 3.017 | 237.4 | 89081.96 | 89078.15 | 5.92 | 385.87 | 66852.44 | 4.44 | 337.89 | 44521.03 | 2.96 | 243.08 | 22250.34 | 1.48 | 227 | 111474.24 | 111572.27 | 5.34 | 402.92 | 83651.05 | 4.01 | 360.5 | 55736.45 | 2.67 | 252.65 | 27909.03 | 1.34 | 232.32 | 64348.7 | 64370.49 | 65.9 | 399.19 | 48366.09 | 49.51 | 342.78 | 32231.13 | 33 | 249.63 | 16063.73 | 16.44 | 230.23 | 3104437.46 | 3119361.28 | 8.809 | 447.41 | 2718984.85 | 7.678 | 425.1 | 2333735.61 | 6.59 | 378.9 | 1940039.36 | 5.479 | 317.62 | 1546556.13 | 4.367 | 287.06 | 1168711.99 | 3.3 | 268.8 | 773265.22 | 2.184 | 251.41 | 387322.19 | 1.094 | 232.67 | 283.06 | 268.08 | 0.79 | 212.34 | 142.01 | 0.42 | 187.06 | 218.05 | 217.71 | 1.59 | 193.12 | 110.01 | 0.81 | 182.73 | 192.785 | 16.735 | 478.569 | 190.699 | 16.554 | 471.21 | 1583923.873 | 10.695 | 438.964 | 10942736.146 | 73.89 | 440.242 | 180.6 | 19.74 | 4.18 | 76.7 | 27.4 | 226.4 | 0 | 1 | 0 | 0 | 0 | 0 | 2+1 |  | 0.89 | 0.93 | 0.94 | 0.92 | Single | 0.98 | 1600 | A2 |  | 151 | 2021 |  | #REF! | #REF! | #REF! | #REF! |  | 1 | [5 empty] | BATA
TGG | BATA | 2.0.3 | 2021 | TGG152 | High-End | Yes | Yes | Yes | Yes | Yes | Yes | Yes | Yes | Yes | Yes | Yes | No | No | No | No | No | Rack | 2 U | Managed | 1 | Genuine Intel(R) CPU 0000%@ | 2 | 1 | 2694 | 38 | 1 | 255700 | 16 | 16 x Micron DDR4 | 3 |  |  | 2 | Standard | 1600 | Microsoft Corporation Microsoft Windows Server 2019 Standard | 10.0.17763 | OpenJDK | 11+28 | Intel_Win_HS18_5 | 21.6 | 26.68 | 35.02 | 14.881 | 19.03 | 236.37 | 19.62 | 3.19 | 7.53 | 25.79 | 84.62 | 37.6 | 90914.2 | 90934.02 | 13.132 | 492.113 | 68230.858 | 9.854 | 414.132 | 45410.853 | 6.558 | 285.368 | 22722.862 | 3.282 | 219.932 | 977781.49 | 977944.241 | 16.573 | 495.603 | 733177.357 | 12.425 | 374.623 | 488978.039 | 8.287 | 319.987 | 244474.311 | 4.143 | 234.777 | 306011.13 | 304683.165 | 19.107 | 462.771 | 229602.515 | 14.398 | 336.255 | 152943.692 | 9.591 | 259.126 | 76471.452 | 4.795 | 208.587 | 174506.51 | 174481.86 | 11.59 | 451.09 | 130928.88 | 8.7 | 343.16 | 87290.26 | 5.8 | 231.18 | 43690.62 | 2.9 | 194.99 | 210455.9 | 211955.32 | 10.15 | 462.02 | 157974.05 | 7.56 | 323.53 | 105219.35 | 5.04 | 245.52 | 52531.41 | 2.52 | 202.05 | 118674.63 | 118671.99 | 121.48 | 455.76 | 88984.92 | 91.09 | 304.85 | 59374.5 | 60.78 | 238.08 | 29689.57 | 30.39 | 198 | 4698953.37 | 4726867.57 | 13.348 | 521.86 | 4107522.64 | 11.599 | 451.19 | 3526341.08 | 9.958 | 389.54 | 2935619.33 | 8.29 | 350.48 | 2356474.42 | 6.655 | 264.41 | 1767481.86 | 4.991 | 235.87 | 1178449.49 | 3.328 | 213.35 | 586298.38 | 1.656 | 190.76 | 257.28 | 239.4 | 0.71 | 168.22 | 128.85 | 0.38 | 157.18 | 228.67 | 233.67 | 1.71 | 161.63 | 114.12 | 0.84 | 156.08 | 132.047 | 11.462 | 447.588 | 133.282 | 11.57 | 445.394 | 2676791.791 | 18.075 | 492.055 | 14067114.367 | 94.987 | 487.284 | 153.8 | 32.81 | 4.9 | 70.9 | 37.6 | 227.7 | 0 | 1 | 0 | 0 | 0 | 0 | 2+1 |  | 0.89 | 0.93 | 0.94 | 0.92 | Single | 0.98 | 1600 | A2 |  | 152 | 2021 |  | #REF! | #REF! | #REF! | #REF! |  | 1 | [5 empty] | BATA
TGG | BATA | 2.0.3 | 2021 | TGG153 | Low-End | Yes | Yes | Yes | Yes | Yes | Yes | Yes | Yes | Yes | Yes | Yes | No | No | No | No | No | Rack | 2 U | Managed | 1 | Genuine Intel(R) CPU 0000%@ | 2 | 1 | 2694 | 8 | 2 | 63700 | 16 | 16 x Micron DDR4 | 3 |  |  | 2 | Standard | 1600 | Microsoft Corporation Microsoft Windows Server 2019 Standard | 10.0.17763 | OpenJDK | 11+28 | Intel_Win_HS18_5 | 10.99 | 18.79 | 16.65 | 4.855 | 7.91 | 98.29 | 9.09 | 4.16 | 9.24 | 31.33 | 34.78 | 20.1 | 22695 | 22616.056 | 3.266 | 213.297 | 16949.618 | 2.448 | 170.584 | 11355.875 | 1.64 | 149.152 | 5669.765 | 0.819 | 135.597 | 342259.58 | 341276.718 | 5.784 | 217.845 | 256693.921 | 4.35 | 181.981 | 171345.883 | 2.904 | 153.468 | 85513.197 | 1.449 | 139.565 | 78211.91 | 78239.998 | 4.906 | 207.932 | 58633.391 | 3.677 | 168.265 | 39196.603 | 2.458 | 151.865 | 19564.129 | 1.227 | 133.355 | 37774.87 | 37768.13 | 2.51 | 208.06 | 28327.97 | 1.88 | 151.22 | 18845.09 | 1.25 | 137.44 | 9456.68 | 0.63 | 129.36 | 46836.99 | 46869.81 | 2.24 | 207.53 | 35140.76 | 1.68 | 158.04 | 23400.7 | 1.12 | 140.9 | 11715.84 | 0.56 | 130.83 | 26983.46 | 26939.69 | 27.58 | 207.37 | 20245.99 | 20.73 | 155.28 | 13545.67 | 13.87 | 139.92 | 6750.86 | 6.91 | 130.26 | 1185922.55 | 1188308.5 | 3.356 | 213.15 | 1036823.08 | 2.928 | 204.63 | 891426.37 | 2.517 | 183.89 | 745013.92 | 2.104 | 160.43 | 593183.66 | 1.675 | 149 | 443394.97 | 1.252 | 140.95 | 297571.51 | 0.84 | 135.05 | 147244.25 | 0.416 | 129.06 | 264.73 | 265.13 | 0.78 | 141.88 | 131.65 | 0.39 | 124 | 233.46 | 238.76 | 1.75 | 142.48 | 116.9 | 0.86 | 123.02 | 78.782 | 6.839 | 220.236 | 79.295 | 6.883 | 217.82 | 679808.207 | 4.59 | 212.081 | 1756469.8 | 11.86 | 212.235 | 122.1 | 15.7 | 6.2 | 41.84 | 20.1 | 225.4 | 0 | 1 | 0 | 0 | 0 | 0 | 2+1 |  | 0.89 | 0.93 | 0.94 | 0.92 | Single | 0.98 | 1600 | A2 |  | 153 | 2021 |  | #REF! | #REF! | #REF! | #REF! |  | 1 | [5 empty] | BATA
TGG | BATB | 2.0.3 | 2021 | TGG154 | Low-End | Yes | Yes | Yes | Yes | Yes | Yes | Yes | Yes | Yes | Yes | Yes | No | No | No | No | No | Rack | 2 U | Managed | 1 | Genuine Intel(R) CPU 0000%@ | 2 | 1 | 2694 | 38 | 1 | 190700 | 16 | 16 x Micron DDR4 | 3 |  |  | 2 | Standard | 1600 | Microsoft Corporation Microsoft Windows Server 2019 Standard | 10.0.17763 | OpenJDK | 11+28 | Intel_Win_HS18_5 | 18.53 | 32.36 | 28.53 | 9.949 | 13.93 | 48.26 | 16.88 | 36.15 | 406.48 | 34.02 | 69.64 | 34.9 | 47387.19 | 47089.955 | 6.801 | 293.006 | 35513.075 | 5.129 | 230.023 | 23699.645 | 3.423 | 175.681 | 11785.968 | 1.702 | 145.606 | 737022.12 | 737254.192 | 12.494 | 307.9 | 552957.619 | 9.371 | 241.184 | 368604.649 | 6.247 | 186.135 | 184293.094 | 3.123 | 150.645 | 166383.1 | 166158.135 | 10.42 | 286.329 | 124825.33 | 7.828 | 225.413 | 83227.073 | 5.219 | 177.752 | 41564.301 | 2.606 | 145.935 | 84425.82 | 84426.71 | 5.61 | 268.75 | 63325.85 | 4.21 | 224.89 | 42191.31 | 2.8 | 165.67 | 21063.37 | 1.4 | 140.62 | 107067.97 | 107074.93 | 5.13 | 283.11 | 80359.71 | 3.85 | 240.28 | 53544.24 | 2.56 | 174.78 | 26799.02 | 1.28 | 144.91 | 16904.43 | 16909.94 | 17.31 | 281.53 | 12674.03 | 12.97 | 230.54 | 8476.93 | 8.68 | 169.71 | 4212.89 | 4.31 | 140.65 | 2590763.65 | 2593491.39 | 7.324 | 297.53 | 2264833.39 | 6.396 | 274.32 | 1941087.33 | 5.482 | 237.82 | 1615760.36 | 4.563 | 194.44 | 1297770.55 | 3.665 | 174.49 | 971661.79 | 2.744 | 163.44 | 651063.66 | 1.839 | 146.78 | 324965.39 | 0.918 | 130.83 | 1872.76 | 1867.61 | 5.52 | 114.69 | 930.66 | 2.75 | 101.25 | 8538.58 | 8812.03 | 64.51 | 116.38 | 4271.09 | 31.27 | 104.92 | 113.983 | 9.894 | 290.714 | 114.29 | 9.921 | 291.691 | 1415446.643 | 9.558 | 291.087 | 6392750.98 | 43.166 | 292.239 | 78.8 | 22.86 | 121.22 | 70.89 | 34.9 | 227.6 | 0 | 0 | 0 | 2 | 0 | 0 | 2+1 |  | 0.87 | 0.92 | 0.94 | 0.93 | Single | 0.97 | 1100 | A2 |  | 154 | 2021 |  | #REF! | #REF! | #REF! | #REF! |  | 1 | [5 empty] | BATB
TGG | BATB | 2.0.3 | 2021 | TGG155 | Low-End | Yes | Yes | Yes | Yes | Yes | Yes | Yes | Yes | Yes | Yes | Yes | No | No | No | No | No | Rack | 2 U | Managed | 1 | Genuine Intel(R) CPU 0000%@ | 2 | 1 | 2694 | 38 | 1 | 190700 | 16 | 16 x Micron DDR4 | 3 |  |  | 2 | Standard | 1600 | Microsoft Corporation Microsoft Windows Server 2019 Standard | 10.0.17763 | OpenJDK | 11+28 | Intel_Win_HS18_5 | 17.52 | 30.34 | 26.79 | 8.925 | 12.99 | 45.01 | 15.55 | 34.2 | 404.79 | 35.28 | 69.26 | 33.5 | 41428.12 | 41120.303 | 5.938 | 259.284 | 31063.293 | 4.486 | 203.471 | 20659.9 | 2.984 | 168.197 | 10331.393 | 1.492 | 141.958 | 649429.26 | 648185.519 | 10.985 | 272.361 | 486900.005 | 8.251 | 221.271 | 324810.987 | 5.505 | 179.381 | 162337.072 | 2.751 | 149.929 | 147575.46 | 146234.844 | 9.17 | 252.977 | 110727.967 | 6.944 | 209.626 | 73776.859 | 4.627 | 172.719 | 36898.196 | 2.314 | 144.552 | 75962.34 | 75948.6 | 5.04 | 251.09 | 56967.18 | 3.78 | 216.7 | 37919.31 | 2.52 | 162.85 | 18995.43 | 1.26 | 141.36 | 94863.37 | 95078.84 | 4.55 | 253.38 | 71154.37 | 3.41 | 225.74 | 47466.55 | 2.27 | 169.51 | 23701.89 | 1.14 | 144.94 | 15067.05 | 15043.88 | 15.4 | 252.76 | 11302.97 | 11.57 | 220.39 | 7536.64 | 7.72 | 164.9 | 3765.84 | 3.86 | 140.64 | 2306820.11 | 2315417.82 | 6.539 | 263.26 | 2016212.45 | 5.694 | 256.22 | 1728057.74 | 4.88 | 223.62 | 1445679.04 | 4.083 | 185.26 | 1152016.01 | 3.253 | 168.27 | 867529.07 | 2.45 | 160.05 | 579475.21 | 1.636 | 145.69 | 288393.45 | 0.814 | 131.41 | 1772.74 | 1799.92 | 5.32 | 116.21 | 883.84 | 2.61 | 102.14 | 8784.12 | 8792.77 | 64.37 | 118.17 | 4383.26 | 32.09 | 106.69 | 112.965 | 9.806 | 277.505 | 112.726 | 9.785 | 277.873 | 1240394.925 | 8.376 | 258.087 | 5666851.862 | 38.265 | 258.897 | 80.1 | 21.37 | 117.67 | 72.21 | 33.5 | 226.8 | 0 | 0 | 0 | 2 | 0 | 0 | 2+1 |  | 0.87 | 0.92 | 0.94 | 0.93 | Single | 0.97 | 1100 | A2 |  | 155 | 2021 |  | #REF! | #REF! | #REF! | #REF! |  | 1 | [5 empty] | BATB
TGG | BATB | 2.0.3 | 2021 | TGG156 | Low-End | Yes | Yes | Yes | Yes | Yes | Yes | Yes | Yes | Yes | Yes | Yes | No | No | No | No | No | Rack | 2 U | Managed | 1 | Genuine Intel(R) CPU 0000%@ | 2 | 1 | 2694 | 38 | 1 | 190700 | 16 | 16 x Micron DDR4 | 3 |  |  | 2 | Standard | 1600 | Microsoft Corporation Microsoft Windows Server 2019 Standard | 10.0.17763 | OpenJDK | 11+28 | Intel_Win_HS18_5 | 16.62 | 29.32 | 24.59 | 8.194 | 12.61 | 43.53 | 15.19 | 52.1 | 670.89 | 38.38 | 62.74 | 33.2 | 37152.87 | 37151.885 | 5.365 | 245.044 | 27876.73 | 4.026 | 192.956 | 18519.488 | 2.675 | 160.456 | 9277 | 1.34 | 133.697 | 603326.66 | 602503.665 | 10.211 | 261.85 | 452587.146 | 7.67 | 214.589 | 301714.063 | 5.113 | 172.7 | 150840.941 | 2.556 | 142.822 | 124320.09 | 124684.485 | 7.819 | 236.806 | 93223.379 | 5.846 | 185.019 | 62152.415 | 3.898 | 159.725 | 31068.752 | 1.948 | 135.678 | 63245.44 | 63263.99 | 4.2 | 209.03 | 47443.94 | 3.15 | 177.4 | 31643.65 | 2.1 | 145.88 | 15779.24 | 1.05 | 127.91 | 80851.16 | 80848.38 | 3.87 | 221.47 | 60575.47 | 2.9 | 188.25 | 40486.61 | 1.94 | 152.3 | 20208.15 | 0.97 | 131.16 | 12711.22 | 12712.59 | 13.01 | 218.13 | 9525.1 | 9.75 | 181.96 | 6367.54 | 6.52 | 148.29 | 3185.86 | 3.26 | 127.61 | 2052484.84 | 2060003.81 | 5.817 | 245.39 | 1790103.15 | 5.055 | 220.24 | 1540111.43 | 4.349 | 196.23 | 1282273.83 | 3.621 | 169.75 | 1023786.11 | 2.891 | 159.9 | 771411.05 | 2.178 | 146.95 | 513522.66 | 1.45 | 133.88 | 255776.84 | 0.722 | 121.86 | 2668.48 | 2715.75 | 8.02 | 113.12 | 1332.3 | 3.94 | 102.86 | 14947.68 | 14874.02 | 108.9 | 118.14 | 7489.46 | 54.83 | 112.29 | 108.487 | 9.417 | 244.456 | 107.312 | 9.315 | 243.6 | 1102344.637 | 7.443 | 248.308 | 4810754.927 | 32.484 | 247.389 | 77.5 | 20.48 | 186.96 | 70.99 | 33.2 | 228.3 | 0 | 0 | 0 | 2 | 0 | 0 | 2+1 |  | 0.87 | 0.92 | 0.94 | 0.93 | Single | 0.97 | 1100 | A2 |  | 156 | 2021 |  | #REF! | #REF! | #REF! | #REF! |  | 1 | [5 empty] | BATB
TGG | BATB | 2.0.3 | 2021 | TGG157 | Low-End | Yes | Yes | Yes | Yes | Yes | Yes | Yes | Yes | Yes | Yes | Yes | No | No | No | No | No | Rack | 2 U | Managed | 1 | Genuine Intel(R) CPU 0000%@ | 2 | 1 | 2694 | 38 | 1 | 190700 | 16 | 16 x Micron DDR4 | 3 |  |  | 2 | Standard | 1600 | Microsoft Corporation Microsoft Windows Server 2019 Standard | 10.0.17763 | OpenJDK | 11+28 | Intel_Win_HS18_5 | 13.82 | 24.73 | 19.14 | 6.285 | 10.24 | 35.21 | 12.37 | 51.49 | 657.33 | 38.69 | 55.27 | 28.5 | 28021.07 | 27998.815 | 4.044 | 208.087 | 21101.789 | 3.047 | 172.719 | 14032.709 | 2.027 | 148.755 | 7026.254 | 1.015 | 129.739 | 455802.55 | 454974.667 | 7.71 | 222.271 | 341910.451 | 5.794 | 186.806 | 227884.509 | 3.862 | 158.2 | 114014.432 | 1.932 | 135.713 | 86481.19 | 86252.094 | 5.409 | 196.881 | 64853.012 | 4.067 | 165.094 | 43253.803 | 2.712 | 144.655 | 21644.528 | 1.357 | 128.31 | 46884.16 | 46930.39 | 3.12 | 180.99 | 35182.1 | 2.34 | 164.19 | 23443.46 | 1.56 | 136.29 | 11728.11 | 0.78 | 123.95 | 59853.45 | 59777.76 | 2.86 | 189.64 | 44923.59 | 2.15 | 169.35 | 29952.23 | 1.43 | 141.6 | 14951.42 | 0.72 | 126.17 | 9409.62 | 9417.58 | 9.64 | 187.61 | 7067.63 | 7.24 | 163.51 | 4711.57 | 4.82 | 138.22 | 2345.4 | 2.4 | 123.92 | 1568124.98 | 1568721.14 | 4.43 | 209.11 | 1367398.53 | 3.861 | 193.77 | 1169836.03 | 3.304 | 177.85 | 982301.52 | 2.774 | 163.35 | 784148.42 | 2.214 | 148.95 | 587894.12 | 1.66 | 138.94 | 391826.31 | 1.107 | 128.92 | 196919.22 | 0.556 | 120.12 | 2659.88 | 2711.4 | 8.01 | 113.97 | 1331.3 | 3.93 | 104.31 | 14539.87 | 14738.08 | 107.9 | 118.47 | 7282.53 | 53.32 | 112.39 | 100.791 | 8.749 | 225.453 | 99.542 | 8.641 | 224.056 | 821779.428 | 5.549 | 209.229 | 3555457.714 | 24.008 | 208.423 | 77.3 | 16.68 | 183.96 | 66.76 | 28.5 | 228.9 | 0 | 0 | 0 | 2 | 0 | 0 | 2+1 |  | 0.87 | 0.92 | 0.94 | 0.93 | Single | 0.97 | 1100 | A2 |  | 157 | 2021 |  | #REF! | #REF! | #REF! | #REF! |  | 1 | [5 empty] | BATB
TGG | BATB | 2.0.2 | 2019 | TGG158 | High-End | Yes | Yes | Yes | Yes | Yes | Yes | Yes | Yes | Yes | Yes | Yes | No | No | No | No | No | Rack | 2 U | Managed | 1 | Intel(R) Xeon(R) Platinum 8280 CPU @ 2.70GHz | 2 | 1 | 2700 | 28 | 2 | 190700 | 6 | 6 x 32 GB Micron/Crucial MTA36ASF4G72PZ-EG9E2UI/CT32G4RFD4293-2G9E2.001 2Rx4 RDIMM DDR4 2933 Mhz | 8 |  |  | 1 | Redundant | 1300 | Microsoft Corporation Microsoft Windows Server 2016 Standard | 10.0.14393 | Oracle Corporation | 1.8.0_144-b01 | Intel_Win_HS18_5 | 20.44 | 23.21 | 26.69 | 11.99 | 17.33 | 24.86 | 14.9 | 13.93 | 29.63 | 20.2 | 94.87 | 28.7 | 65771.45 | 65731.209 | 9.493 | 344.442 | 49242.21 | 7.111 | 342.171 | 32825.977 | 4.741 | 244.953 | 16381.297 | 2.366 | 150.167 | 572195.71 | 573321.314 | 9.716 | 350.38 | 429264.422 | 7.275 | 290.55 | 286126.162 | 4.849 | 197.993 | 143101.497 | 2.425 | 141.978 | 186829.5 | 185727.478 | 11.647 | 320.81 | 140255.335 | 8.795 | 314.052 | 93353.519 | 5.854 | 232.033 | 46681.189 | 2.927 | 147.953 | 101237.63 | 101221.11 | 6.72 | 322.31 | 76012.41 | 5.05 | 285.94 | 50613.84 | 3.36 | 218.55 | 25312.62 | 1.68 | 140.21 | 155920.7 | 155882.25 | 7.46 | 323.82 | 116896.05 | 5.6 | 309.51 | 78029.87 | 3.74 | 227.96 | 38976.14 | 1.87 | 141.27 | 10946.4 | 10920.36 | 11.18 | 324.19 | 8167.7 | 8.36 | 304.57 | 5484.94 | 5.62 | 232.77 | 2734.64 | 2.8 | 167.32 | 2850540.72 | 2846502.48 | 8.038 | 347.7 | 2495561.11 | 7.047 | 345.9 | 2135161.5 | 6.03 | 312.48 | 1781933.53 | 5.032 | 274.5 | 1425541.09 | 4.026 | 235 | 1071790.63 | 3.027 | 201.73 | 712846.37 | 2.013 | 173.6 | 356575.86 | 1.007 | 132.36 | 682.5 | 703.34 | 2.08 | 109.66 | 340.11 | 1.01 | 98.1 | 581 | 582.11 | 4.26 | 103.47 | 289.13 | 2.12 | 99.32 | 73.418 | 6.373 | 313.021 | 71.547 | 6.211 | 310.03 | 2185264.351 | 14.756 | 341.305 | 10564054.812 | 71.333 | 342.626 | 92.2 | 20.23 | 20.32 | 64.85 | 28.7 | 209.5 | 0 | 0 | 0 | 2 | 0 | 0 | 2+1 |  | 0.87 | 0.92 | 0.94 | 0.93 | Single | 0.97 | 1100 | A2 |  | 158 | 2019 |  | #REF! | #REF! | #REF! | #REF! |  | 1 | [5 empty] | BATB
TGG | BATB | 2.0.2 | 2019 | TGG159 | Low-End | Yes | Yes | Yes | Yes | Yes | Yes | Yes | Yes | Yes | Yes | Yes | No | No | No | No | No | Rack | 2 U | Managed | 1 | Intel(R) Xeon(R) Bronze 3204 CPU @ 1.90GHz | 2 | 1 | 1900 | 6 | 1 | 46700 | 6 | 6 x 8 GB Micron/Crucial MTA18ASF1G72PZ-2G1A2KK 1Rx4 RDIMM DDR4 2133 MHz | 8 |  |  | 1 | Redundant | 1300 | Microsoft Corporation Microsoft Windows Server 2016 Standard | 10.0.14393 | Oracle Corporation | 1.8.0_144-b01 | Intel_Win_HS18_5 | 6.29 | 7.16 | 6.27 | 1.512 | 3.52 | 6.14 | 4.74 | 15.41 | 32.79 | 23.72 | 22.37 | 9.3 | 8662.85 | 8662.219 | 1.251 | 118.733 | 6514.69 | 0.941 | 113.826 | 4316.778 | 0.623 | 108.472 | 2176.803 | 0.314 | 100.562 | 84738.75 | 84781.467 | 1.437 | 120.04 | 63611 | 1.078 | 115.144 | 42368.889 | 0.718 | 108.406 | 21173.809 | 0.359 | 101.272 | 19189.9 | 19108.478 | 1.198 | 112.664 | 14403.455 | 0.903 | 109.274 | 9590.81 | 0.601 | 103.274 | 4783.378 | 0.3 | 99.418 | 8966.98 | 8963.14 | 0.6 | 109.61 | 6711.61 | 0.45 | 106.75 | 4481.54 | 0.3 | 103.78 | 2238.83 | 0.15 | 98.32 | 14079.01 | 14081.65 | 0.67 | 111.87 | 10545.22 | 0.51 | 108.57 | 7051.4 | 0.34 | 104.78 | 3515.43 | 0.17 | 98.89 | 1144.22 | 1141.88 | 1.17 | 110.54 | 851.88 | 0.87 | 107.59 | 568.85 | 0.58 | 104.42 | 287.17 | 0.29 | 98.87 | 425192.08 | 425622.2 | 1.202 | 118.72 | 371684.67 | 1.05 | 116.18 | 322551.06 | 0.911 | 113.8 | 266685.73 | 0.753 | 111.29 | 211286.87 | 0.597 | 108.45 | 161745.01 | 0.457 | 105.66 | 106031.37 | 0.299 | 101.31 | 52636.9 | 0.149 | 95.79 | 682.25 | 687.76 | 2.03 | 96.77 | 345.9 | 1.02 | 90.4 | 580.21 | 579.83 | 4.25 | 93.06 | 291.97 | 2.14 | 90.68 | 37.86 | 3.286 | 137.827 | 37.039 | 3.215 | 136.242 | 252268.441 | 1.703 | 118.208 | 603284.783 | 4.074 | 117.312 | 85 | 5.18 | 22.48 | 28.7 | 9.3 | 210.7 | 0 | 0 | 0 | 2 | 0 | 0 | 2+1 |  | 0.87 | 0.92 | 0.94 | 0.93 | Single | 0.97 | 1100 | A2 |  | 159 | 2019 |  | #REF! | #REF! | #REF! | #REF! |  | 1 | [5 empty] | BATB
TGG | BATB | 2.0.2 | 2019 | TGG160 | High-End | Yes | Yes | Yes | Yes | Yes | Yes | Yes | Yes | Yes | Yes | Yes | No | No | No | No | No | Rack | 2 U | Managed | 1 | Intel(R) Xeon(R) Platinum 8280 CPU @ 2.70GHz | 2 | 2 | 2700 | 28 | 2 | 382700 | 12 | 12 x 32 GB Micron/Crucial MTA36ASF4G72PZ-EG9E2UI/CT32G4RFD4293-2G9E2.001 2Rx4 RDIMM DDR4 2933 Mhz | 8 |  |  | 1 | Redundant | 1300 | Microsoft Corporation Microsoft Windows Server 2016 Standard | 10.0.14393 | Oracle Corporation | 1.8.0_144-b01 | Intel_Win_HS18_5 | 21.54 | 25.59 | 29.94 | 14.979 | 19.61 | 28.06 | 16.86 | 10.82 | 23.33 | 21.52 | 119.58 | 32.6 | 124187.92 | 124252.383 | 17.944 | 657.394 | 93128.976 | 13.449 | 619.992 | 62142.096 | 8.974 | 429.469 | 31034.07 | 4.482 | 257.365 | 1143981.06 | 1141630.71 | 19.347 | 672.811 | 857935.5 | 14.539 | 549.606 | 571978.635 | 9.693 | 362.329 | 285966.519 | 4.846 | 230.09 | 375686.19 | 375451.901 | 23.544 | 612.119 | 281755.609 | 17.669 | 594.781 | 188041.957 | 11.792 | 411.584 | 93923.249 | 5.89 | 239.793 | 202220.44 | 202216.74 | 13.43 | 612.13 | 151640.07 | 10.07 | 524.11 | 101062.55 | 6.71 | 380.75 | 50471.15 | 3.35 | 223.79 | 315394.81 | 315508.95 | 15.11 | 617.34 | 236653.46 | 11.33 | 574.04 | 157574.76 | 7.54 | 402.39 | 78811.61 | 3.77 | 231.19 | 22194.86 | 22153.42 | 22.68 | 614.28 | 16653.74 | 17.05 | 565.73 | 11113.5 | 11.38 | 413.77 | 5553.6 | 5.69 | 280.53 | 5685443.41 | 5688451.44 | 16.064 | 658.72 | 4982005.52 | 14.069 | 649.51 | 4263215.75 | 12.039 | 581.4 | 3552574.96 | 10.032 | 496.26 | 2840599.89 | 8.022 | 419.02 | 2129040.38 | 6.012 | 352.54 | 1412143.95 | 3.988 | 291.44 | 707880.2 | 1.999 | 209.43 | 685.08 | 692.6 | 2.05 | 147.11 | 341.19 | 1.01 | 119.7 | 578.37 | 577.97 | 4.23 | 133.6 | 288.43 | 2.11 | 122.87 | 140.291 | 12.178 | 568.573 | 142.894 | 12.404 | 573.888 | 4362403.854 | 29.457 | 648.244 | 30198797.563 | 203.915 | 647.964 | 105.9 | 22.51 | 15.89 | 82.29 | 32.6 | 206.9 | 0 | 0 | 0 | 2 | 0 | 0 | 2+1 |  | 0.87 | 0.92 | 0.94 | 0.93 | Single | 0.97 | 1100 | A2 |  | 160 | 2019 |  | #REF! | #REF! | #REF! | #REF! |  | 2 | [5 empty] | BATB
TGG | BATB | 2.0.2 | 2019 | TGG161 | Low-End | Yes | Yes | Yes | Yes | Yes | Yes | Yes | Yes | Yes | Yes | Yes | No | No | No | No | No | Rack | 2 U | Managed | 1 | Intel(R) Xeon(R) Bronze 3204 CPU @ 1.90GHz | 2 | 2 | 1900 | 6 | 1 | 94700 | 12 | 12 x 8 GB Micron/Crucial MTA18ASF1G72PZ-2G1A2KK 1Rx4 RDIMM DDR4 2133 MHz | 8 |  |  | 1 | Redundant | 1300 | Microsoft Corporation Microsoft Windows Server 2016 Standard | 10.0.14393 | Oracle Corporation | 1.8.0_144-b01 | Intel_Win_HS18_5 | 8.43 | 9.6 | 9.6 | 2.277 | 5.01 | 8.84 | 6.66 | 12.97 | 27.76 | 29.64 | 35.5 | 13.2 | 16455.17 | 16439.474 | 2.374 | 174.43 | 12361.091 | 1.785 | 164.629 | 8231.694 | 1.189 | 152.816 | 4112.902 | 0.594 | 135.033 | 161386.39 | 161385.605 | 2.735 | 177.063 | 121149.749 | 2.053 | 167.56 | 80760.741 | 1.369 | 153.428 | 40379.299 | 0.684 | 136.074 | 41565.62 | 41638.367 | 2.611 | 165.571 | 30889.952 | 1.937 | 160.411 | 20793.407 | 1.304 | 143.703 | 10406.397 | 0.653 | 132.668 | 18010.31 | 18015.28 | 1.2 | 157.13 | 13487.66 | 0.9 | 151.38 | 8985.81 | 0.6 | 144.36 | 4494.45 | 0.3 | 131.1 | 28002.91 | 28007.36 | 1.34 | 161.74 | 20985.84 | 1.01 | 155.06 | 14016.95 | 0.67 | 146.53 | 7004.01 | 0.34 | 130.58 | 2288.34 | 2283.18 | 2.34 | 157.61 | 1719.45 | 1.76 | 151.95 | 1141.37 | 1.17 | 145.06 | 569.76 | 0.58 | 132.14 | 847566.05 | 848744.74 | 2.397 | 174.46 | 742470.09 | 2.097 | 169.44 | 636786.39 | 1.798 | 164.8 | 531632.43 | 1.501 | 159.66 | 420950.07 | 1.189 | 153.99 | 316961.89 | 0.895 | 148.21 | 212632.2 | 0.6 | 140.67 | 105101.02 | 0.297 | 128.82 | 694.49 | 679.29 | 2.01 | 119.53 | 351.15 | 1.04 | 103.57 | 577.98 | 578.71 | 4.24 | 110.5 | 287.59 | 2.11 | 104.78 | 70.139 | 6.088 | 210.803 | 73.395 | 6.371 | 209.49 | 490234.681 | 3.31 | 173.501 | 1699964.327 | 11.479 | 173.755 | 94.1 | 7.33 | 18.97 | 44.25 | 13.2 | 208.1 | 0 | 0 | 0 | 2 | 0 | 0 | 2+1 |  | 0.87 | 0.92 | 0.94 | 0.93 | Single | 0.97 | 1100 | A2 |  | 161 | 2019 |  | #REF! | #REF! | #REF! | #REF! |  | 2 | [5 empty] | BATB
TGG | BATC | 2.0.2 | 2019 | TGG162 | High-End | Yes | Yes | Yes | Yes | Yes | Yes | Yes | Yes | Yes | Yes | Yes | No | No | No | No | No | Rack | 2 U | Managed | 1 | Intel(R) Xeon(R) Platinum 8180 CPU @ 2.50GHz | 2 | 1 | 2500 | 28 | 2 | 190700 | 6 | 6 x 32 GB Hynix HMA84GL7AFR4N-VK TF AC DDR4 2666 MHz | 8 |  |  | 1 | Redundant | 1300 | Microsoft Corporation Microsoft Windows Server 2016 Standard | 10.0.14393 | Oracle Corporation | 1.8.0_144-b01 | Intel_Win_HS18_5 | 17.82 | 19.85 | 24.35 | 10.35 | 15.49 | 22.37 | 12.96 | 9.4 | 21.79 | 16.78 | 85.49 | 24.9 | 60524.99 | 60244.737 | 8.7 | 356.891 | 45421.768 | 6.56 | 351.971 | 30258.253 | 4.37 | 259.659 | 15105.007 | 2.181 | 165.294 | 523909.68 | 523022.544 | 8.864 | 368.381 | 392824.008 | 6.657 | 311.671 | 261958.999 | 4.439 | 210.044 | 131012.977 | 2.22 | 155.359 | 176917.71 | 177326.824 | 11.12 | 327.7 | 132648.703 | 8.318 | 323.519 | 88451.653 | 5.547 | 243.842 | 44275.268 | 2.776 | 156.766 | 95463.43 | 95433.32 | 6.34 | 328.08 | 71627.85 | 4.76 | 300.48 | 47671.38 | 3.17 | 231.6 | 23826.8 | 1.58 | 152.9 | 146775.25 | 146721.04 | 7.02 | 331.32 | 110037.15 | 5.27 | 321.55 | 73363.18 | 3.51 | 240.83 | 36689.95 | 1.76 | 154.42 | 10285.64 | 10278.4 | 10.52 | 328.98 | 7717.56 | 7.9 | 317.04 | 5127.1 | 5.25 | 244.38 | 2571.35 | 2.63 | 180.08 | 2627339.05 | 2625713.45 | 7.415 | 366.92 | 2309048.92 | 6.521 | 361.12 | 1968935.06 | 5.56 | 323.47 | 1638540.73 | 4.627 | 285.55 | 1314290.44 | 3.712 | 249.03 | 990248.89 | 2.796 | 216.22 | 658240.34 | 1.859 | 186.92 | 329324.92 | 0.93 | 145.95 | 465.55 | 477.83 | 1.41 | 110.02 | 231.58 | 0.68 | 99.3 | 419.44 | 418.75 | 3.07 | 102.55 | 212.99 | 1.56 | 98.22 | 67.166 | 5.83 | 342.898 | 65.86 | 5.717 | 345.107 | 2040180.552 | 13.776 | 352.384 | 9864341.624 | 66.608 | 356.297 | 94.2 | 17.9 | 14.31 | 56.01 | 24.9 | 210.3 | 0 | 0 | 0 | 2 | 0 | 0 | 2+1 |  | 0.87 | 0.92 | 0.94 | 0.93 | Single | 0.97 | 1100 | A2 |  | 162 | 2019 |  | #REF! | #REF! | #REF! | #REF! |  | 1 | [5 empty] | BATC
TGG | BATC | 2.0.2 | 2019 | TGG163 | Low-End | Yes | Yes | Yes | Yes | Yes | Yes | Yes | Yes | Yes | Yes | Yes | No | No | No | No | No | Rack | 2 U | Managed | 1 | Intel(R) Xeon(R) Bronze 3104 CPU @ 1.70GHz | 2 | 1 | 1700 | 6 | 1 | 46700 | 6 | 6 x 8 GB Micron MTA18ASF1G72PZ-2G1A2IG 1Rx4 RDIMM DDR4 2133 MHz | 8 |  |  | 1 | Redundant | 1300 | Microsoft Corporation Microsoft Windows Server 2016 Standard | 10.0.14393 | Oracle Corporation | 1.8.0_144-b01 | Intel_Win_HS18_5 | 5.4 | 6.17 | 5.7 | 1.292 | 2.96 | 5.18 | 4.13 | 10.39 | 23.84 | 22.78 | 19.71 | 8.1 | 7796.08 | 7801.586 | 1.127 | 122.586 | 5844.624 | 0.844 | 119.267 | 3901.503 | 0.563 | 114.63 | 1950.707 | 0.282 | 106.127 | 76306.83 | 76323.03 | 1.293 | 123.784 | 57209.437 | 0.97 | 120.546 | 38119.048 | 0.646 | 114.204 | 19090.406 | 0.324 | 106.201 | 18390.42 | 18282.69 | 1.147 | 119.905 | 13810.448 | 0.866 | 116.28 | 9201.992 | 0.577 | 108.994 | 4600.743 | 0.289 | 102.866 | 8058.59 | 8052.01 | 0.54 | 115.52 | 6044.44 | 0.4 | 113.1 | 4031.41 | 0.27 | 110.06 | 2017.09 | 0.13 | 103.7 | 12466.75 | 12471.09 | 0.6 | 117.41 | 9370.49 | 0.45 | 114.65 | 6217.91 | 0.3 | 110.95 | 3114.13 | 0.15 | 104.16 | 1023.8 | 1023.84 | 1.05 | 116.36 | 764.2 | 0.78 | 113.76 | 512.44 | 0.53 | 110.87 | 248.9 | 0.26 | 104.04 | 388828.05 | 387733.96 | 1.095 | 122.27 | 341232.28 | 0.964 | 121.21 | 292660.6 | 0.826 | 119.02 | 243555.98 | 0.688 | 116.67 | 195137.54 | 0.551 | 114.28 | 146761.59 | 0.414 | 111.22 | 98133.58 | 0.277 | 106.73 | 47811.02 | 0.135 | 100.06 | 464.25 | 458.48 | 1.36 | 95.29 | 233.3 | 0.69 | 90.69 | 418.02 | 420.13 | 3.08 | 91.83 | 207.85 | 1.52 | 89.68 | 36.689 | 3.185 | 140.815 | 35.753 | 3.104 | 135.223 | 224297.901 | 1.515 | 121.703 | 562155.214 | 3.796 | 121.642 | 87.2 | 4.47 | 15.74 | 26.66 | 8.1 | 209.4 | 0 | 0 | 0 | 2 | 0 | 0 | 2+1 |  | 0.87 | 0.92 | 0.94 | 0.93 | Single | 0.97 | 1100 | A2 |  | 163 | 2019 |  | #REF! | #REF! | #REF! | #REF! |  | 1 | [5 empty] | BATC
TGG | BATC | 2.0.2 | 2019 | TGG164 | High-End | Yes | Yes | Yes | Yes | Yes | Yes | Yes | Yes | Yes | Yes | Yes | No | No | No | No | No | Rack | 2 U | Managed | 1 | Intel(R) Xeon(R) Platinum 8180 CPU @ 2.50GHz | 2 | 2 | 2500 | 28 | 2 | 382700 | 12 | 12 x 32 GB Hynix HMA84GL7AFR4N-VK TF AC 2Rx4 RDIMM DDR4 2666 MHz | 8 |  |  | 1 | Redundant | 1300 | Microsoft Corporation Microsoft Windows Server 2016 Standard | 10.0.14393 | Oracle Corporation | 1.8.0_144-b01 | Intel_Win_HS18_5 | 18.47 | 21.72 | 27.29 | 12.702 | 17.5 | 25.12 | 14.6 | 7 | 16.62 | 17.8 | 108.12 | 28.2 | 116817.53 | 117071.453 | 16.907 | 682.594 | 87681.741 | 12.663 | 654.348 | 58571.708 | 8.459 | 467.41 | 29247.847 | 4.224 | 314.864 | 1042797.09 | 1044702.435 | 17.704 | 703.484 | 782311.286 | 13.258 | 582.026 | 521364.946 | 8.835 | 393.781 | 260681.9 | 4.418 | 255.11 | 358655.19 | 359850.607 | 22.566 | 619.371 | 268994.529 | 16.869 | 605.819 | 179176.618 | 11.236 | 439.526 | 89707.899 | 5.626 | 262.884 | 193853.21 | 193772.26 | 12.87 | 625.84 | 145357.5 | 9.65 | 559.19 | 96995.15 | 6.44 | 413.19 | 48496.64 | 3.22 | 253.57 | 298085.86 | 298514.84 | 14.29 | 632.96 | 223604.06 | 10.71 | 597.34 | 149114.87 | 7.14 | 435.38 | 74518.88 | 3.57 | 252.64 | 20890.72 | 20873.22 | 21.37 | 624.92 | 15692.49 | 16.06 | 587.9 | 10453.91 | 10.7 | 438.88 | 5234.39 | 5.36 | 306.49 | 5282998.64 | 5249676.19 | 14.825 | 691.77 | 4629094.94 | 13.072 | 675.46 | 3971232.69 | 11.215 | 601.72 | 3302062.52 | 9.325 | 522.61 | 2637443.99 | 7.448 | 446.79 | 1982431.36 | 5.598 | 381.47 | 1316096.63 | 3.717 | 321.19 | 660779.91 | 1.866 | 240.12 | 455.22 | 451.04 | 1.33 | 148.24 | 228.88 | 0.68 | 124.14 | 414.59 | 418.19 | 3.06 | 134.85 | 207.05 | 1.52 | 124.56 | 130.47 | 11.326 | 637.82 | 132.439 | 11.496 | 643.975 | 4087375.562 | 27.6 | 672.055 | 28236335.74 | 190.663 | 669.784 | 112.7 | 19.82 | 10.78 | 71.18 | 28.2 | 208.8 | 0 | 0 | 0 | 2 | 0 | 0 | 2+1 |  | 0.87 | 0.92 | 0.94 | 0.93 | Single | 0.97 | 1100 | A2 |  | 164 | 2019 |  | #REF! | #REF! | #REF! | #REF! |  | 2 | [5 empty] | BATC
TGG | BATC | 2.0.2 | 2019 | TGG165 | Low-End | Yes | Yes | Yes | Yes | Yes | Yes | Yes | Yes | Yes | Yes | Yes | No | No | No | No | No | Rack | 2 U | Managed | 1 | Intel(R) Xeon(R) Bronze 3104 CPU @ 1.70GHz | 2 | 2 | 1700 | 6 | 1 | 94700 | 12 | 12 x 8 GB Micron/Crucial MTA18ASF1G72PZ-2G1A2KK 1Rx4 RDIMM DDR4 2133 MHz | 8 |  |  | 1 | Redundant | 1100 | Microsoft Corporation Microsoft Windows Server 2016 Standard | 10.0.14393 | Oracle Corporation | 1.8.0_144-b01 | Intel_Win_HS18_5 | 7.15 | 8.23 | 8.17 | 1.93 | 4.24 | 7.35 | 5.76 | 8.72 | 19.61 | 27.71 | 31.73 | 11.3 | 14722.95 | 14757.284 | 2.131 | 182.001 | 11034.282 | 1.594 | 173.032 | 7355.883 | 1.062 | 162.226 | 3672.432 | 0.53 | 142.946 | 144663.21 | 146031.781 | 2.475 | 184.529 | 108430.589 | 1.838 | 175.215 | 72427.312 | 1.227 | 161.538 | 36128.663 | 0.612 | 142.569 | 36779.61 | 37031.155 | 2.322 | 174.606 | 27574.503 | 1.729 | 167.265 | 18432.046 | 1.156 | 150.505 | 9211.287 | 0.578 | 136.625 | 16116.47 | 16159.73 | 1.07 | 165.94 | 12083.45 | 0.8 | 160.5 | 8042.67 | 0.53 | 153.76 | 4033.53 | 0.27 | 138.78 | 25102.65 | 25214.58 | 1.21 | 170.15 | 18828.75 | 0.9 | 163.86 | 12545.72 | 0.6 | 155.89 | 6278.61 | 0.3 | 139.65 | 2033.32 | 2046.62 | 2.1 | 167.98 | 1522.69 | 1.56 | 162.3 | 1013.33 | 1.04 | 155.85 | 513.76 | 0.53 | 143.47 | 778727.51 | 779843.75 | 2.202 | 182.85 | 676818.66 | 1.911 | 177.93 | 582775.62 | 1.646 | 173.35 | 485882.63 | 1.372 | 168.46 | 389106.3 | 1.099 | 163.43 | 291873.91 | 0.824 | 157.79 | 193837.48 | 0.547 | 150.35 | 96798.45 | 0.273 | 138.25 | 476.38 | 458.88 | 1.36 | 118.55 | 238.27 | 0.7 | 105.97 | 407.51 | 411.49 | 3.01 | 110.66 | 204.13 | 1.49 | 105.74 | 69.409 | 6.025 | 221.728 | 70.165 | 6.091 | 215.488 | 457151.547 | 3.087 | 180.937 | 1582041.523 | 10.683 | 180.989 | 97.7 | 6.23 | 13.08 | 40.44 | 11.3 | 211 | 0 | 0 | 0 | 2 | 0 | 0 | 2+1 |  | 0.87 | 0.92 | 0.94 | 0.93 | Single | 0.97 | 1100 | A2 |  | 165 | 2019 |  | #REF! | #REF! | #REF! | #REF! |  | 2 | [5 empty] | BATC
TGG | BATE | 2.0.3 | 2020 | TGG166 | Typical | Yes | Yes | Yes | Yes | Yes | Yes | Yes | Yes | Yes | Yes | Yes | No | No | No | Yes | Yes | Rack | 1 U | Managed | 1 | AMD EPYC 7262 8-Core Processor | 2 | 2 | 3200 | 8 | 2 | 127700 | 16 | 16 x DDR4, 8GB | 2 |  |  | 1 | Standard | 800 | Microsoft Corporation Microsoft Windows Server 2019 Standard | 10.0.17763 | OpenJDK | 11.0.2+9 | AMD_EPYC_Win_OJDK11_1 | 14 | 24.53 | 23.61 | 7.103 | 13.06 | 246.53 | 14.39 | 21.15 | 39.51 | 39.13 | 61.92 | 33.6 | 37921.66 | 37962.18 | 5.482 | 261.397 | 28417.587 | 4.104 | 231.889 | 18977.25 | 2.741 | 199.794 | 9479.877 | 1.369 | 181.69 | 660943.94 | 663213.418 | 11.239 | 316.628 | 495847.64 | 8.403 | 284.833 | 330360.958 | 5.599 | 236.394 | 165335.887 | 2.802 | 191.787 | 148073.33 | 149097.734 | 9.35 | 281.428 | 111176.528 | 6.972 | 233.028 | 74035.692 | 4.643 | 194.258 | 37016.079 | 2.321 | 177.559 | 74200.19 | 74291.27 | 4.93 | 221.49 | 55600.52 | 3.69 | 208.92 | 37055.77 | 2.46 | 183.6 | 18547.47 | 1.23 | 173.44 | 100470.57 | 100570.72 | 4.82 | 236.82 | 75275.43 | 3.6 | 220.16 | 50198.66 | 2.4 | 188.57 | 25143.19 | 1.2 | 175.71 | 87458.78 | 87878.41 | 89.96 | 232.85 | 65545.6 | 67.1 | 217 | 43744.3 | 44.78 | 186.72 | 21939.04 | 22.46 | 174.21 | 2589488.09 | 2612516.62 | 7.378 | 270.48 | 2275707.64 | 6.427 | 260.86 | 1945873.2 | 5.495 | 247.64 | 1622974.96 | 4.583 | 230.18 | 1286100.16 | 3.632 | 211.5 | 963982.93 | 2.722 | 197.25 | 647898.72 | 1.83 | 187.66 | 323859.14 | 0.915 | 180.35 | 1657.7 | 1623.94 | 4.8 | 172.31 | 828.72 | 2.45 | 152.41 | 1081.96 | 1109.47 | 8.12 | 147.02 | 539.11 | 3.95 | 139.66 | 145.466 | 12.627 | 321.938 | 145.066 | 12.593 | 322.509 | 1303608.942 | 8.803 | 265.394 | 4805554.8 | 32.449 | 280.722 | 127.7 | 24.73 | 28.91 | 67.25 | 33.6 | 100.1 | 0 | 1 | 0 | 0 | 0 | 0 | n+0 |  | 0.89 | 0.93 | 0.94 | 0.93 | Single | 1 | 800 | A2 | n/a | 166 | 2020 |  | #REF! | #REF! | #REF! | #REF! |  | 2 | [5 empty] | BATE
TGG | BATF | 2.0.3 | 2021 | TGG167 | Typical | No | No | No | No | Yes | Yes | No | No | No | No | No | No | No | No | Yes | Yes | Rack | 1 U | Managed | 1 | Intel(R) Xeon(R) Silver 4309Y CPU @ 2.80GHz | 2 | 2 | 2800 | 8 | 2 | 127700 | 16 | 16 x Micron 8GB/DDR4/3200MHz(1Rx8 R-DIMM)PC4-3200AA-RD1-12 | 2 |  |  | 1 | Standard | 800 | Microsoft Corporation Microsoft Windows Server 2019 Standard | 10.0.17763 | OpenJDK | 11.0.9.1+1-LTS | Intel_Win_HS18_5 | 12.67 | 20.38 | 19.81 | 6.866 | 9.71 | 120.6 | 10.79 | 18.71 | 35.45 | 33.81 | 50.41 | 26.6 | 40454.14 | 40447.792 | 5.841 | 321.47 | 30342.928 | 4.382 | 307.222 | 20235.831 | 2.922 | 227.216 | 10141.817 | 1.465 | 189.201 | 563849.37 | 569779.883 | 9.656 | 325.788 | 423004.169 | 7.169 | 321.138 | 282028.052 | 4.779 | 237.735 | 141030.188 | 2.39 | 184.292 | 138687.9 | 138865.829 | 8.708 | 310.073 | 104050.434 | 6.525 | 261.089 | 69355.555 | 4.349 | 234.982 | 34645.555 | 2.173 | 183.378 | 74431.58 | 74682.27 | 4.96 | 308.79 | 55916.87 | 3.71 | 282.97 | 37236.01 | 2.47 | 208.58 | 18649.87 | 1.24 | 180.4 | 91222.79 | 91254.02 | 4.37 | 311.85 | 68404.32 | 3.28 | 308.48 | 45567.44 | 2.18 | 217.04 | 22815.39 | 1.09 | 183.64 | 52897.09 | 52946.68 | 54.2 | 312.68 | 39641.29 | 40.58 | 310.13 | 26449.61 | 27.08 | 213.57 | 13233.04 | 13.55 | 184.16 | 2100924.44 | 2102032.68 | 5.936 | 316.75 | 1846759.05 | 5.215 | 314.73 | 1578221.4 | 4.457 | 301.89 | 1306546.77 | 3.69 | 238.65 | 1052110.17 | 2.971 | 224.48 | 788714.38 | 2.227 | 209.14 | 527723.39 | 1.49 | 194.29 | 262859.35 | 0.742 | 177.86 | 1633.17 | 1626.62 | 4.81 | 204.59 | 812.32 | 2.4 | 161.04 | 1192.52 | 1182.12 | 8.66 | 181.93 | 595.9 | 4.36 | 165.15 | 129.635 | 11.253 | 331.252 | 128.709 | 11.173 | 331.971 | 1233786.346 | 8.331 | 318.499 | 4546295.383 | 30.698 | 315.941 | 137.9 | 18.68 | 25.75 | 57.32 | 26.6 | 230.7 | 0 | 1 | 0 | 0 | 0 | 0 | n+0 |  | 0.89 | 0.93 | 0.94 | 0.93 | Single | 1 | 800 | A2 | n/a | 167 | 2021 |  | #REF! | #REF! | #REF! | #REF! |  | 2 | [5 empty] | BATF
TGG | BAFC | 2.0.2 | 2019 | TGG168 | Low-End | Yes | Yes | Yes | Yes | Yes | Yes | Yes | Yes | Yes | Yes | Yes | Yes | Yes | No | No | No | Rack | 2 U | Managed | 1 | AMD EPYC 7252 8-Core Processor | 2 | 2 | 3094 | 8 | 2 | 127600 | 16 | 16 x 80AD863280AD DDR4 | 2 |  |  | 2 | Standard | 800 | Microsoft Corporation Microsoft Windows Server 2019 Standard | 10.0.17763 | OpenJDK | 11+28 | AMD_EPYC_Win_OJDK11_1 | 15.154 | 27.622 | 28.432 | 16.281 | 15.316 | 287.476 | 16.917 | 19.692 | 27.624 | 32.292 | 121.646 | 35.6 | 39815.22 | 39828.192 | 5.752 | 280.598 | 29906.182 | 4.319 | 238.448 | 19988.431 | 2.887 | 181.973 | 9949.469 | 1.437 | 160.489 | 651537.17 | 651501.001 | 11.041 | 287.297 | 489188.945 | 8.29 | 230.807 | 326184.222 | 5.528 | 206.553 | 163013.534 | 2.763 | 175.319 | 161262.39 | 165314.874 | 10.367 | 263.74 | 121107.429 | 7.595 | 221.92 | 80660.011 | 5.058 | 169.436 | 40312.075 | 2.528 | 155.342 | 74123.18 | 74127.1 | 4.92 | 198.28 | 55697.08 | 3.7 | 175.96 | 37050.81 | 2.46 | 153.18 | 18555.58 | 1.23 | 147.1 | 101129.51 | 101214.49 | 4.85 | 214.67 | 75886.6 | 3.63 | 186.04 | 50605.04 | 2.42 | 157.41 | 25283.58 | 1.21 | 149.24 | 87932.39 | 88023.5 | 90.11 | 211.53 | 66029.88 | 67.6 | 183.48 | 43997.23 | 45.04 | 156.4 | 21935.61 | 22.46 | 148.59 | 2563246.11 | 2600472.21 | 7.344 | 279.33 | 2249468.35 | 6.352 | 268.63 | 1928782.38 | 5.447 | 242.88 | 1603820.22 | 4.529 | 211.61 | 1280453.94 | 3.616 | 178.96 | 961195.34 | 2.714 | 166.33 | 642461.15 | 1.814 | 159.74 | 322497.14 | 0.911 | 151.73 | 1178.94 | 1177.08 | 3.48 | 133.17 | 585.47 | 1.73 | 116.49 | 582.33 | 582.78 | 4.27 | 111.4 | 291.38 | 2.13 | 107.06 | 92.46 | 8.03 | 247.75 | 92.69 | 8.05 | 249.94 | 1317057.2 | 8.89 | 252.23 | 4924195.94 | 33.25 | 273.34 | 95.5 | 28.3 | 23.3 | 62.7 | 35.6 | 230.6 | 0 | 4 | 0 | 0 | 0 | 0 | 1+1 |  | 0.8945 | 0.9298 | 0.9452 | 0.9322 | Single | 0.99 | 800 | A2 | 107.3 | 168 | 2019 |  | #REF! | #REF! | #REF! | #REF! |  | 2 | [5 empty] | BAFC
TGG | BAFC | 2.0.2 | 2019 | TGG169 | Other | Yes | Yes | Yes | Yes | Yes | Yes | Yes | Yes | Yes | Yes | Yes | Yes | No | No | No | No | Rack | 2 U | Managed | 1 | AMD EPYC 7252 8-Core Processor | 2 | 2 | 3094 | 8 | 2 | 127600 | 16 | 16 x 80AD863280AD DDR4 | 8 |  |  | 2 | Standard | 1400 | Microsoft Corporation Microsoft Windows Server 2019 Standard | 10.0.17763 | OpenJDK | 11+28 | AMD_EPYC_Win_OJDK11_1 | 13.031 | 23.643 | 24.034 | 14.096 | 13.335 | 250.17 | 14.95 | 61.936 | 77.735 | 28.004 | 110.918 | 33 | 39875.71 | 39991.649 | 5.775 | 319.099 | 29984.148 | 4.33 | 275.927 | 19942.426 | 2.88 | 212.757 | 9987.205 | 1.442 | 192.344 | 652529.51 | 652922.538 | 11.065 | 325.943 | 489303.169 | 8.292 | 278.902 | 326347.238 | 5.531 | 246.625 | 163269.494 | 2.767 | 200.422 | 161503.08 | 163805.171 | 10.272 | 303.274 | 121105.266 | 7.594 | 262.959 | 80790.543 | 5.066 | 200.53 | 40334.454 | 2.529 | 187.363 | 74617.63 | 74610.83 | 4.96 | 225.06 | 55964.66 | 3.72 | 202.93 | 37259.91 | 2.48 | 179.96 | 18649.38 | 1.24 | 174 | 100951.15 | 101092.82 | 4.84 | 239.93 | 75608.16 | 3.62 | 210.98 | 50499.72 | 2.42 | 182.79 | 25258.15 | 1.21 | 175.05 | 87902.05 | 88072.65 | 90.16 | 237.41 | 65994.12 | 67.56 | 208.65 | 43992.86 | 45.04 | 182.09 | 21972.87 | 22.49 | 174.64 | 2559730.83 | 2598737.59 | 7.339 | 307.7 | 2236582.98 | 6.316 | 290.41 | 1923236.26 | 5.431 | 269.86 | 1593709.63 | 4.501 | 235.93 | 1276801.51 | 3.606 | 203.25 | 960123.04 | 2.711 | 191.36 | 640029.77 | 1.807 | 185.39 | 321843.97 | 0.909 | 177.78 | 5485.18 | 5508.19 | 16.27 | 187.86 | 2743.24 | 8.11 | 183.03 | 2604.66 | 2613.24 | 19.13 | 181.04 | 1305.28 | 9.56 | 167.12 | 92.47 | 8.03 | 286.59 | 93.1 | 8.08 | 288.65 | 1321739.64 | 8.93 | 285.09 | 4884252.55 | 32.98 | 297.34 | 122.7 | 24.4 | 69.4 | 55.7 | 33 | 230.5 | 0 | 4 | 0 | 0 | 0 | 0 | 1+1 |  | 0.8945 | 0.9298 | 0.9452 | 0.9322 | Single | 0.99 | 800 | A2 |  | 169 | 2019 |  | #REF! | #REF! | #REF! | #REF! |  | 2 | [5 empty] | BAFC
TGG | BAFC | 2.0.2 | 2019 | TGG170 | High-End | Yes | Yes | Yes | Yes | Yes | Yes | Yes | Yes | Yes | Yes | Yes | Yes | No | No | No | No | Rack | 2 U | Managed | 1 | AMD EPYC 7H12 64-Core Processor | 2 | 2 | 2595 | 64 | 2 | 1023600 | 32 | 32 x 80AD863280AD DDR4 | 2 |  |  | 2 | Standard | 800 | Microsoft Corporation Microsoft Windows Server 2019 Standard | 10.0.17763 | OpenJDK | 11+28 | AMD_EPYC_Win_OJDK11_1 | 27.904 | 27.368 | 64.853 | 46.411 | 38.757 | 750.419 | 34.823 | 11.784 | 14.652 | 24.831 | 726.905 | 69.6 | 197668.84 | 197899.859 | 28.58 | 813.423 | 148321.983 | 21.42 | 584.113 | 98819.062 | 14.271 | 524.3 | 49516.806 | 7.151 | 413.668 | 1534887.33 | 1535160.49 | 26.016 | 734.065 | 1151618.552 | 19.516 | 549.694 | 767256.206 | 13.003 | 473.177 | 383922.813 | 6.506 | 401.012 | 952113.05 | 983926.244 | 61.702 | 661.719 | 714092.411 | 44.78 | 574.929 | 476188.777 | 29.862 | 477.806 | 238291.863 | 14.943 | 383.435 | 616058.93 | 614440.01 | 40.81 | 736.86 | 462269.03 | 30.7 | 613.4 | 308126.27 | 20.47 | 408.33 | 153986.21 | 10.23 | 306.24 | 784494.65 | 783135.08 | 37.49 | 759.07 | 588404.51 | 28.17 | 707.42 | 392150.68 | 18.78 | 465.54 | 196211.81 | 9.39 | 330.27 | 712128.8 | 713553.4 | 730.46 | 824.41 | 534243.92 | 546.91 | 696.3 | 355934.95 | 364.37 | 455.6 | 177870.42 | 182.09 | 319.59 | 14644755.25 | 14617659.86 | 41.28 | 882.09 | 12812021.499 | 36.181 | 840.059 | 10983148.3374 | 31.016 | 724.725 | 9162302.6852 | 25.874 | 570.804 | 7326230.2023 | 20.689 | 522.538 | 5492282.3934 | 15.51 | 467.762 | 3659396.9216 | 10.334 | 391.692 | 1833947.8089 | 5.179 | 324.358 | 1179.92 | 1192.85 | 3.52 | 218.14 | 584.64 | 1.73 | 200.97 | 550.03 | 552.2 | 4.04 | 198.01 | 273.98 | 2.01 | 190.77 | 182.73 | 15.86 | 640.84 | 182.74 | 15.86 | 636.79 | 9489934.81 | 64.08 | 871.12 | 92923061.93 | 627.46 | 863.19 | 190 | 58.4 | 13.1 | 134.3 | 69.6 | 229.5 | 0 | 3 | 0 | 2 | 0 | 0 | 1+1 |  | 0.8945 | 0.9298 | 0.9452 | 0.9322 | Single | 2.99 | 800 | A2 | 241.9 | 170 | 2019 |  | #REF! | #REF! | #REF! | #REF! |  | 2 | [5 empty] | BAFC
TGG | BAFC | 2.0.2 | 2019 | TGG1 | Typical | Yes | Yes | Yes | Yes | Yes | Yes | Yes | Yes | Yes | Yes | Yes | Yes | No | No | No | No | Rack | 2 U | Managed | 1 | AMD EPYC 7272 12-Core Processor | 2 | 2 | 2895 | 12 | 2 | 127600 | 16 | 16 x 8GB,3200Mhz | 2 |  |  | 2 | Redundant | 800 | Microsoft Corporation Microsoft Windows Server 2019 Standard | 10.0.17763 | OpenJDK | 11+28 | AMD_EPYC_Win_OJDK11_1 | 19.423 | 31.684 | 34.64 | 22.333 | 20.517 | 389.21 | 21.499 | 20.437 | 27.763 | 30.488 | 154.744 | 43 | 58463.83 | 58523.576 | 8.452 | 325.234 | 43870.539 | 6.336 | 270.793 | 29248.829 | 4.224 | 223.767 | 14600.304 | 2.109 | 170.053 | 802878.89 | 813450.662 | 13.785 | 323.463 | 602289.195 | 10.207 | 252.451 | 401434.828 | 6.803 | 212.77 | 200685.279 | 3.401 | 185.928 | 226678.16 | 226745.332 | 14.219 | 353.049 | 170493.019 | 10.692 | 251.477 | 113299.691 | 7.105 | 184.296 | 56679.335 | 3.554 | 162.956 | 111216.4 | 111234.06 | 7.39 | 228.97 | 83384.03 | 5.54 | 199 | 55529.8 | 3.69 | 162.41 | 27863.22 | 1.85 | 151.7 | 150989.27 | 151070.68 | 7.23 | 255 | 113338.93 | 5.43 | 215.53 | 75485.2 | 3.61 | 169 | 37698.26 | 1.81 | 155.54 | 131600.27 | 132148.77 | 135.28 | 249.13 | 98675.4 | 101.01 | 210.3 | 65710.75 | 67.27 | 166.69 | 32893.19 | 33.67 | 154.45 | 3581682.55 | 3639659.16 | 10.278 | 321.12 | 3132727.599 | 8.847 | 285.266 | 2638136.933 | 7.45 | 262.069 | 2209661.0016 | 6.24 | 233.492 | 1792162.5527 | 5.061 | 210.801 | 1345272.7797 | 3.799 | 183.774 | 896258.3325 | 2.531 | 167.177 | 447597.9978 | 1.264 | 156.965 | 1184.18 | 1195.67 | 3.53 | 128.86 | 593.63 | 1.75 | 115.12 | 577.93 | 581.16 | 4.26 | 111.19 | 292.11 | 2.14 | 106.17 | 90.08 | 7.82 | 254.15 | 89.92 | 7.81 | 258.34 | 2079020.51 | 14.04 | 337.47 | 7249149.64 | 48.95 | 316.33 | 96.3 | 36.2 | 23.8 | 68.7 | 43 | 229.8 | 0 | 3 | 0 | 0 | 0 | 0 | 1+1 |  | 0.8945 | 0.9298 | 0.9452 | 0.9322 | Single | 1.99 | 800 | A2 |  | 1 | 2019 |  | #REF! | #REF! | #REF! | #REF! |  | 2 | [5 empty] | BAFC
TGG | BAFC | 2.0.2 | 2019 | TGG2 | Typical | Yes | Yes | Yes | Yes | Yes | Yes | Yes | Yes | Yes | Yes | Yes | Yes | No | No | No | No | Rack | 2 U | Managed | 1 | AMD EPYC 7452 32-Core Processor | 2 | 2 | 2346 | 32 | 2 | 255600 | 16 | 16 x 16GB,3200Mhz | 8 |  |  | 2 | Redundant | 800 | Microsoft Corporation Microsoft Windows Server 2019 Standard | 10.0.17763 | OpenJDK | 11+28 | AMD_EPYC_Win_OJDK11_1 | 33.142 | 45.036 | 57.72 | 40.204 | 35.371 | 676.357 | 34.013 | 19.356 | 26.786 | 38.213 | 325.593 | 68.9 | 134620.51 | 136166.113 | 19.665 | 492.619 | 100851.126 | 14.565 | 383.447 | 67605.428 | 9.763 | 275.659 | 33792.385 | 4.88 | 217.239 | 1396225.55 | 1396089.99 | 23.659 | 449.253 | 1046933.112 | 17.742 | 292.978 | 698235.432 | 11.833 | 250.994 | 349261.507 | 5.919 | 216.33 | 495480.48 | 508416.416 | 31.883 | 449.125 | 370960.909 | 23.263 | 390.775 | 247763.104 | 15.537 | 230.361 | 123842.243 | 7.766 | 199.426 | 270675.49 | 267313.41 | 17.75 | 352.19 | 202081.56 | 13.42 | 284.06 | 135368.59 | 8.99 | 206.8 | 67625.42 | 4.49 | 178.02 | 369403.54 | 361295.02 | 17.3 | 427.14 | 277134.34 | 13.27 | 325.22 | 184703.18 | 8.84 | 220.6 | 92316.1 | 4.42 | 187 | 313503.84 | 315554.48 | 323.03 | 408.21 | 234642.69 | 240.2 | 304.51 | 156779.75 | 160.5 | 209.76 | 78415.63 | 80.27 | 183.21 | 8086336.9 | 8234735.8 | 23.255 | 507.28 | 6958845.15 | 19.652 | 476.69 | 5984604.73 | 16.9 | 406.43 | 5032519.86 | 14.212 | 337.11 | 4037067.51 | 11.401 | 289.17 | 3030983.99 | 8.559 | 256.42 | 2026066.32 | 5.722 | 213.95 | 1014017.23 | 2.864 | 186.39 | 1187.88 | 1185.08 | 3.5 | 136.97 | 593.43 | 1.75 | 119.63 | 580.54 | 581.45 | 4.26 | 117.21 | 292.17 | 2.14 | 108.27 | 156 | 13.542 | 348.029 | 155.941 | 13.537 | 360.704 | 4752981.326 | 32.094 | 482.275 | 23258051.896 | 157.048 | 482.344 | 102.5 | 60.1 | 22.8 | 111.5 | 68.9 | 230.1 | 0 | 3 | 0 | 0 | 0 | 0 | 1+1 |  | 0.8945 | 0.9298 | 0.9452 | 0.9322 | Single | 1.99 | 800 | A2 |  | 2 | 2019 |  | #REF! | #REF! | #REF! | #REF! |  | 2 | [5 empty] | BAFC
TGG | BBGA | 2.0.3 | 2020 | TGG171 | Typical | Yes | Yes | Yes | Yes | Yes | Yes | Yes | Yes | Yes | Yes | Yes | Yes | No | No | No | Yes | Blade | 5 U | Managed | 1 | Intel(R) Xeon(R) Gold 6328H CPU @ 2.80GHz | 4 | 2 | 2800 | 16 | 2 | 382800 | 12 | 12 x SKHynix 2Rx4 PC4-3200AA-RB2 | 6 |  |  | 2 | Standard | 1600 | Microsoft Corporation Microsoft Windows Server 2019 Standard | 10.0.17763 | OpenJDK | 11.0.8+10 | Intel_Win_HS18_5 | 13.879 | 19.932 | 20.702 | 11.831 | 11.059 | 35.788 | 11.189 | 61.72 | 454.018 | 20.956 | 109.786 | 25.3 | 75045.07 | 74712.732 | 10.79 | 545.868 | 56161.275 | 8.111 | 514.445 | 37443.754 | 5.408 | 404.032 | 18698.73 | 2.7 | 303.566 | 953845.7 | 956168.419 | 16.204 | 573.31 | 715350.252 | 12.123 | 541.677 | 476976.367 | 8.083 | 411.074 | 238588.936 | 4.043 | 318.617 | 254764.63 | 253655.851 | 15.907 | 524.752 | 190841.672 | 11.968 | 517.848 | 127451.059 | 7.992 | 406.735 | 63721.511 | 3.996 | 299.453 | 132434.12 | 132389.64 | 8.79 | 525.15 | 99351.44 | 6.6 | 471.34 | 66212.35 | 4.4 | 386.38 | 33150.68 | 2.2 | 299.77 | 178050.97 | 177930.75 | 8.52 | 527.88 | 133564.96 | 6.4 | 515.93 | 89122.9 | 4.27 | 406.38 | 44465 | 2.13 | 298.89 | 25962.13 | 25957.91 | 26.57 | 526.43 | 19488.02 | 19.95 | 472.69 | 12971.03 | 13.28 | 382.8 | 6486.29 | 6.64 | 299.14 | 3468251.16 | 3477256.33 | 9.82 | 551.6 | 3034860.77 | 8.57 | 540.48 | 2601466.9 | 7.346 | 493.48 | 2167985.99 | 6.122 | 445.26 | 1736789.55 | 4.905 | 400.76 | 1298533.67 | 3.667 | 356.36 | 868695.17 | 2.453 | 315.91 | 428817.81 | 1.211 | 278.48 | 7476.13 | 7450.37 | 22.01 | 259.97 | 3738.04 | 11.04 | 245.49 | 22415.98 | 22303.73 | 163.29 | 259.76 | 11228.53 | 82.21 | 250.7 | 137.683 | 11.952 | 570.195 | 137.815 | 11.963 | 571 | 1651685.619 | 11.153 | 555.061 | 9031992.501 | 60.988 | 555.512 | 164.5 | 16.3 | 167.4 | 48 | 25.3 | 230 | 0 | 2 | 0 | 0 | 0 | 0 | 1+1 |  | 0.8945 | 0.9298 | 0.9452 | 0.9322 | Single | 0.99 | 800 | A2 | x | 171 | 2020 |  | #REF! | #REF! | #REF! | #REF! |  | 2 | [5 empty] | BBGA
TGG | BBGA | 2.0.3 | 2020 | TGG172 | Low-End | Yes | Yes | Yes | Yes | Yes | Yes | Yes | Yes | Yes | Yes | Yes | Yes | No | No | No | No | Blade | 5 U | Managed | 1 | Intel(R) Xeon(R) Platinum 8356H CPU @ 3.90GHz | 4 | 2 | 3900 | 8 | 2 | 382800 | 12 | 12 x SKHynix 32GB 2Rx4 PC4-3200AA-RB2 | 8 |  |  | 2 | Standard | 1600 | Microsoft Corporation Microsoft Windows Server 2019 Standard | 10.0.17763 | OpenJDK | 11.0.8+10 | Intel_Win_HS18_5 | 9.868 | 15.459 | 15.21 | 7.924 | 7.886 | 24.292 | 9.124 | 3.837 | 7.802 | 22.545 | 75.517 | 16.5 | 47162.04 | 47182.269 | 6.814 | 503.339 | 35314.668 | 5.1 | 431.719 | 23547.439 | 3.401 | 354.951 | 11833.589 | 1.709 | 276.11 | 680807.76 | 681264.697 | 11.545 | 547.377 | 511028.1 | 8.66 | 477.761 | 340326.708 | 5.767 | 380.233 | 170282.846 | 2.886 | 293.028 | 186381.8 | 185141.762 | 11.61 | 580.51 | 139802.8 | 8.767 | 486.439 | 93219.585 | 5.846 | 401.257 | 46585.474 | 2.921 | 286.677 | 78451.61 | 78471.35 | 5.21 | 463.79 | 58749.92 | 3.9 | 409.49 | 39275.51 | 2.61 | 342.88 | 19614.21 | 1.3 | 269.19 | 110770.21 | 111105.91 | 5.32 | 477.9 | 83182.13 | 3.98 | 425.49 | 55346.31 | 2.65 | 351.6 | 27727.3 | 1.33 | 269.5 | 16198.95 | 16210.54 | 16.6 | 503.41 | 12129.37 | 12.42 | 421.41 | 8076.47 | 8.27 | 348.48 | 4024.55 | 4.12 | 272.65 | 2566129.07 | 2579182.06 | 7.284 | 509.79 | 2239330 | 6.324 | 471.96 | 1925897.22 | 5.439 | 435.63 | 1606470.88 | 4.537 | 399.38 | 1283939.35 | 3.626 | 362.53 | 960045.26 | 2.711 | 326.83 | 637218.83 | 1.799 | 291.43 | 320456.68 | 0.905 | 262.14 | 330.43 | 319.97 | 0.95 | 188.15 | 165.23 | 0.49 | 166.64 | 251.99 | 251.9 | 1.84 | 172.18 | 127.04 | 0.93 | 163.67 | 132.157 | 11.472 | 495.455 | 126.631 | 10.992 | 500.729 | 1088282.818 | 7.349 | 541.919 | 5811167.963 | 39.239 | 519.61 | 155.7 | 11.8 | 5.5 | 41.3 | 16.5 | 230.1 | 0 | 2 | 0 | 0 | 0 | 0 | 1+1 |  | 89.98 | 93.46 | 94.29 | 92.4 | Single | 0.99 | 1600 | A2 | x | 172 | 2020 |  | #REF! | #REF! | #REF! | #REF! |  | 2 | [5 empty] | BBGA
TGG | BBGA | 2.0.3 | 2020 | TGG173 | High-End | Yes | Yes | Yes | Yes | Yes | Yes | Yes | Yes | Yes | Yes | Yes | Yes | No | No | No | No | Blade | 5 U | Managed | 1 | Intel(R) Xeon(R) Platinum 8380HL CPU @ 2.90GHz | 4 | 2 | 2900 | 28 | 2 | 382800 | 12 | 12 x SKHynix 2Rx4 PC4-3200AA-RB2 | 6 |  |  | 2 | Standard | 1600 | Microsoft Corporation Microsoft Windows Server 2019 Standard | 10.0.17763 | OpenJDK | 11.0.8+10 | Intel_Win_HS18_5 | 19.406 | 23.082 | 29.699 | 16.525 | 15.746 | 49.631 | 16.052 | 60.389 | 425.419 | 20.732 | 133.927 | 31.9 | 130436.36 | 129675.099 | 18.727 | 755.261 | 97524.809 | 14.084 | 643.09 | 65062.389 | 9.396 | 492.9 | 32521.488 | 4.697 | 342.843 | 1239702.97 | 1243879.734 | 21.08 | 774.845 | 929839.29 | 15.758 | 600.852 | 619929.224 | 10.506 | 427.752 | 310084.57 | 5.255 | 324.393 | 459865.55 | 458401.14 | 28.746 | 721.481 | 344869.351 | 21.627 | 646.416 | 229912.99 | 14.418 | 506.926 | 115033.679 | 7.214 | 351.52 | 233477.26 | 233421.39 | 15.5 | 724.73 | 175057.2 | 11.63 | 628.48 | 116807.79 | 7.76 | 477.52 | 58440.83 | 3.88 | 334.63 | 311613.58 | 311916.3 | 14.93 | 724.22 | 233592.67 | 11.18 | 630.51 | 155853.51 | 7.46 | 491.97 | 77931.16 | 3.73 | 336.66 | 45681.12 | 45725.19 | 46.81 | 735.41 | 34258.74 | 35.07 | 627.2 | 22879.23 | 23.42 | 479.34 | 11471.41 | 11.74 | 336.57 | 5980200.47 | 5987734.27 | 16.909 | 786.99 | 5234587.36 | 14.782 | 681.18 | 4488677.28 | 12.676 | 603.68 | 3745708.67 | 10.578 | 539.23 | 2984788.62 | 8.429 | 474.93 | 2241781.12 | 6.331 | 412.76 | 1494590.4 | 4.221 | 353.39 | 749152.44 | 2.116 | 299.68 | 7371.49 | 7368.42 | 21.77 | 262.11 | 3689.48 | 10.9 | 248.28 | 21968.93 | 21389.4 | 156.6 | 267.26 | 10993.82 | 80.49 | 260.58 | 155.089 | 13.463 | 648.444 | 155.757 | 13.521 | 653.1 | 2797849.562 | 18.892 | 768.558 | 15481472.963 | 104.537 | 780.552 | 165.7 | 22.3 | 160.3 | 52.7 | 31.9 | 229.8 | 0 | 1 | 0 | 0 | 0 | 0 | 1+1 |  | 89.98 | 93.46 | 94.29 | 92.4 | Single | 0.99 | 1600 | A2 | x | 173 | 2020 |  | #REF! | #REF! | #REF! | #REF! |  | 2 | [5 empty] | BBGA
TGG | BBGA | 2.0.3 | 2020 | TGG174 | Typical | Yes | Yes | Yes | Yes | Yes | Yes | Yes | Yes | Yes | Yes | Yes | Yes | No | No | No | Yes | Blade | 5 U | Managed | 1 | Intel(R) Xeon(R) Gold 6328H CPU @ 2.80GHz | 4 | 4 | 2800 | 16 | 2 | 766800 | 24 | 24 x SKHynix 2Rx4 PC4-3200AA-RB2 | 6 |  |  | 4 | Standard | 1600 | Microsoft Corporation Microsoft Windows Server 2019 Standard | 10.0.17763 | OpenJDK | 11.0.8+10 | Intel_Win_HS18_5 | 14.134 | 20.949 | 22.089 | 12.451 | 11.724 | 37.586 | 11.844 | 37.017 | 268.119 | 21.966 | 161.153 | 27.1 | 140314.82 | 139666.077 | 20.17 | 1012.861 | 104919.059 | 15.152 | 968.168 | 69958.469 | 10.103 | 746.516 | 35028.114 | 5.059 | 534.684 | 1853221.38 | 1857943.556 | 31.486 | 1066.626 | 1389572.243 | 23.549 | 1028.377 | 926588.575 | 15.703 | 764.703 | 463286.436 | 7.851 | 565.868 | 499224.47 | 494749.336 | 31.026 | 969.003 | 374314.706 | 23.473 | 969.348 | 249604.159 | 15.653 | 757.845 | 124791.839 | 7.826 | 526.352 | 257396.11 | 257010.6 | 17.07 | 969.99 | 192926.4 | 12.81 | 890.56 | 128721.89 | 8.55 | 719 | 64322.85 | 4.27 | 535.14 | 347561.87 | 347682.22 | 16.65 | 976.17 | 260875.87 | 12.49 | 974.06 | 173846.77 | 8.32 | 758.42 | 86934.69 | 4.16 | 528.71 | 50316.58 | 50283.73 | 51.48 | 973.4 | 37763.41 | 38.66 | 890.73 | 25180.75 | 25.78 | 711.09 | 12590.98 | 12.89 | 537.35 | 6813703.46 | 6817886.38 | 19.253 | 1023.56 | 5961795.32 | 16.836 | 1015.31 | 5101456.63 | 14.406 | 936.88 | 4271311.26 | 12.062 | 843.4 | 3398655.54 | 9.598 | 749.17 | 2552933.29 | 7.209 | 662.64 | 1703139.93 | 4.81 | 576.69 | 851552.52 | 2.405 | 495.12 | 7467.9 | 7526.94 | 22.24 | 436.28 | 3731.22 | 11.02 | 410.1 | 22235.65 | 22207.3 | 162.58 | 436.56 | 11109.79 | 81.34 | 421.37 | 274.769 | 23.851 | 1082.542 | 273.394 | 23.732 | 1083.662 | 3055779.743 | 20.634 | 1032 | 24657394.768 | 166.497 | 1033.158 | 235.9 | 17.1 | 99.6 | 59.5 | 27.1 | 229.6 | 0 | 2 | 0 | 0 | 0 | 0 | 3+1 |  | 89.98 | 93.46 | 94.29 | 92.4 | Single | 0.99 | 1600 | A2 | x | 174 | 2020 |  | #REF! | #REF! | #REF! | #REF! |  | 4 | [5 empty] | BBGA
TGG | BBGA | 2.0.3 | 2020 | TGG175 | Low-End | Yes | Yes | Yes | Yes | Yes | Yes | Yes | Yes | Yes | Yes | Yes | Yes | No | No | No | No | Blade | 5 U | Managed | 1 | Intel(R) Xeon(R) Platinum 8356H CPU @ 3.90GHz | 4 | 4 | 3900 | 8 | 2 | 766800 | 24 | 24 x SKHynix 32GB 2Rx4 PC4-3200AA-RB2 | 8 |  |  | 4 | Standard | 1600 | Microsoft Corporation Microsoft Windows Server 2019 Standard | 10.0.17763 | OpenJDK | 11.0.8+10 | Intel_Win_HS18_5 | 10.313 | 16.47 | 16.12 | 8.533 | 8.482 | 25.912 | 9.815 | 2.491 | 5.187 | 23.306 | 105.743 | 17.9 | 91776.17 | 91590.923 | 13.227 | 965.994 | 68812.019 | 9.938 | 820.723 | 45942.876 | 6.635 | 661.381 | 22933.663 | 3.312 | 487.055 | 1355656.05 | 1357560.461 | 23.006 | 1056.687 | 1016708.189 | 17.23 | 909.658 | 677969.562 | 11.489 | 711.581 | 338945.665 | 5.744 | 519.752 | 370204.08 | 365653.027 | 22.93 | 1146 | 277695.352 | 17.414 | 918.335 | 185018.083 | 11.602 | 750.545 | 92585.269 | 5.806 | 504.297 | 156891.82 | 156861.97 | 10.42 | 886.56 | 117632.99 | 7.81 | 775.67 | 78349.36 | 5.2 | 638.49 | 39295.5 | 2.61 | 474.8 | 221693.3 | 221960.05 | 10.63 | 914.17 | 166378.11 | 7.97 | 809.02 | 110813.72 | 5.31 | 656.8 | 55485.04 | 2.66 | 474.43 | 32282.67 | 32317.65 | 33.08 | 990.66 | 24224.92 | 24.8 | 794.91 | 16133.19 | 16.52 | 651.53 | 8090.24 | 8.28 | 485.13 | 5157536.89 | 5179936.59 | 14.628 | 995.34 | 4499948.98 | 12.708 | 904.91 | 3868900.78 | 10.926 | 830.08 | 3223367.4 | 9.103 | 755.08 | 2578110.87 | 7.28 | 681.26 | 1933747.32 | 5.461 | 606.04 | 1293018.16 | 3.651 | 528.83 | 642232.25 | 1.814 | 458.67 | 327.03 | 319.65 | 0.94 | 298.57 | 165.68 | 0.49 | 249.46 | 252.48 | 253.79 | 1.86 | 260.61 | 125.29 | 0.92 | 243.06 | 259.23 | 22.503 | 944.807 | 252.219 | 21.894 | 960.014 | 2116572.104 | 14.292 | 1060.619 | 15566082.134 | 105.109 | 994.003 | 224 | 12.6 | 3.6 | 49.6 | 17.9 | 229.4 | 0 | 2 | 0 | 0 | 0 | 0 | 3+1 |  | 89.98 | 93.46 | 94.29 | 92.4 | Single | 0.99 | 1600 | A2 | x | 175 | 2020 |  | #REF! | #REF! | #REF! | #REF! |  | 4 | [5 empty] | BBGA
TGG | BBGA | 2.0.3 | 2020 | TGG176 | High-End | Yes | Yes | Yes | Yes | Yes | Yes | Yes | Yes | Yes | Yes | Yes | Yes | No | No | No | No | Blade | 5 U | Managed | 1 | Intel(R) Xeon(R) Platinum 8380H CPU @ 2.90GHz | 4 | 4 | 2900 | 28 | 2 | 766800 | 24 | 24 x SKHynix 2Rx4 PC4-3200AA-RB2 | 6 |  |  | 4 | Standard | 1600 | Microsoft Corporation Microsoft Windows Server 2019 Standard | 10.0.17763 | OpenJDK | 11.0.8+10 | Intel_Win_HS18_5 | 17.943 | 24.325 | 31.327 | 17.212 | 16.549 | 51.968 | 16.631 | 35.981 | 256.941 | 21.258 | 178.717 | 33.2 | 212096.41 | 211783.056 | 30.585 | 1454.529 | 158843.984 | 22.94 | 1112.742 | 105863.463 | 15.288 | 835.461 | 52990.709 | 7.653 | 585.687 | 2458188 | 2461766.112 | 41.719 | 1501.952 | 1844000.975 | 31.25 | 1158.168 | 1229324.221 | 20.833 | 794.79 | 614655.05 | 10.416 | 584.494 | 906962.16 | 905818.387 | 56.804 | 1391.061 | 680133.326 | 42.651 | 1234.268 | 453521.07 | 28.44 | 952.942 | 226831.358 | 14.225 | 621.981 | 460882.14 | 460710.22 | 30.6 | 1395.16 | 345783.65 | 22.97 | 1213.15 | 230431.06 | 15.3 | 906.99 | 115209.15 | 7.65 | 610.86 | 619410.72 | 620153.98 | 29.69 | 1402.97 | 464454.26 | 22.24 | 1212.22 | 309588.69 | 14.82 | 935.2 | 154791.06 | 7.41 | 607.88 | 90050.87 | 90096.63 | 92.23 | 1419.62 | 67516.87 | 69.12 | 1205.62 | 45041.17 | 46.11 | 888.65 | 22527.3 | 23.06 | 611.07 | 11750351.17 | 11748219.76 | 33.177 | 1533.98 | 10296139.52 | 29.076 | 1346.99 | 8818555.98 | 24.903 | 1166.96 | 7344306.87 | 20.74 | 1029.06 | 5870623.95 | 16.578 | 900.47 | 4420014.84 | 12.482 | 774.32 | 2942923.59 | 8.311 | 653.91 | 1463374.29 | 4.133 | 534.91 | 7378.82 | 7396.93 | 21.86 | 440.73 | 3687.09 | 10.89 | 417.25 | 21658.13 | 21736.55 | 159.14 | 445.76 | 10823.22 | 79.24 | 428.49 | 310.12 | 26.92 | 1261.84 | 310.356 | 26.941 | 1271.79 | 5211393.852 | 35.189 | 1511.206 | 41306040.959 | 278.915 | 1560.658 | 241.9 | 23 | 96.2 | 61.6 | 33.2 | 229.2 | 0 | 2 | 0 | 0 | 0 | 0 | 3+1 |  | 89.98 | 93.46 | 94.29 | 92.4 | Single | 0.99 | 1600 | A2 | x |  | 2020 |  | #REF! | #REF! | #REF! | #REF! |  | 4 | [5 empty] | BBGA
TGG | AICA | 2.0.3 | 2020 | TGG177 | High-End | Yes | Yes | Yes | Yes | Yes | Yes | Yes | Yes | Yes | Yes | Yes | Yes | Yes | No | Yes | No | Rack | 2 U | Resilient | 1 | POWER9 | 2 | 2 | 2800 | 11 | 8 | 2022800 | 16 | 16 x IBM Feature Code EM65 Part Number 78P4200 | 12 |  |  | 2 | Redundant | 1400 | IBM AIX | 7.2 TL4 SP2 | IBM Corporation | 8.0.6.5 - pap6480sr6fp5-20200111_02(SR6 FP5) | IBM_AIX_J980_2dyn | 7.682 | 10.437 | 5.884 | 8.752 | 10.249 | 9.708 | 5.793 | 32.244 | 369.108 | 18.038 | 157.138 | 16.3 | 67234.8 | 67215.656 | 9.707 | 749.426 | 50496.906 | 7.293 | 730.86 | 33601.151 | 4.853 | 703.631 | 16806.513 | 2.427 | 621.325 | 792944.74 | 792756.747 | 13.435 | 761.767 | 594859.025 | 10.081 | 750.008 | 396609.192 | 6.721 | 726.822 | 198306.934 | 3.361 | 620.784 | 116608.52 | 116697.017 | 7.318 | 722.841 | 87477.086 | 5.486 | 715.842 | 58398.79 | 3.662 | 697.189 | 29109.086 | 1.825 | 620.721 | 163898.56 | 163815.27 | 10.88 | 707.29 | 122982.69 | 8.17 | 705.49 | 81950.8 | 5.44 | 699.96 | 40999.76 | 2.72 | 642.69 | 270885.3 | 270814.57 | 12.97 | 719.36 | 203142.35 | 9.73 | 714.52 | 135456.24 | 6.49 | 706.69 | 67703.1 | 3.24 | 661.5 | 11664.92 | 11695.1 | 11.97 | 726.08 | 8744.11 | 8.95 | 705.07 | 5840.2 | 5.98 | 684.31 | 2893.4 | 2.96 | 609.94 | 2994279.62 | 2996130.92 | 8.461 | 758.45 | 2621982.048 | 7.404 | 746.743 | 2237281.7641 | 6.318 | 736.515 | 1862276.7961 | 5.259 | 726.932 | 1499665.7599 | 4.235 | 707.302 | 1115453.871 | 3.15 | 670.438 | 748593.4868 | 2.114 | 616.971 | 375004.9681 | 1.059 | 552.466 | 7565.77 | 7658.12 | 22.63 | 495.67 | 3779 | 11.17 | 490.23 | 35681.45 | 35702.72 | 261.39 | 505.24 | 17832.49 | 130.56 | 495.76 | 161.49 | 14.02 | 780.01 | 161.85 | 14.05 | 776.01 | 1102712.4 | 7.45 | 752.67 | 17301436.13 | 116.83 | 743.47 | 307.1 | 8.1 | 109.1 | 53.2 | 16.3 | 229.1 | 0 | 4 | 0 | 0 | 0 | 0 | 1+1 |  | 0.9093 | 0.9352 | 0.9421 | 0.9185 | Single | 0.99 | 1408 | A2 | 354.1 |  | 2020 |  | #REF! | #REF! | #REF! | #REF! |  | 2 | [5 empty] | AICA
TGG | AICA | 2.0.3 | 2020 | TGG178 | Typical | Yes | Yes | Yes | Yes | Yes | Yes | Yes | Yes | Yes | Yes | Yes | Yes | Yes | No | Yes | No | Rack | 2 U | Resilient | 1 | POWER9 | 2 | 2 | 3400 | 8 | 8 | 501000 | 16 | 16 x IBM Feature Code EM63 Part Number 78P4198 | 12 |  |  | 2 | Redundant | 1400 | IBM AIX | 7.2 TL4 SP2 | IBM Corporation | 8.0.6.5 - pap6480sr6fp5-20200111_02(SR6 FP5) | IBM_AIX_J980_2dyn | 7.401 | 9.378 | 5.252 | 7.823 | 9.074 | 8.762 | 5.415 | 38.624 | 445.16 | 19.419 | 73.851 | 14 | 58591.37 | 58568.1 | 8.458 | 712.992 | 43894.053 | 6.339 | 685.715 | 29228.455 | 4.221 | 627.148 | 14666.853 | 2.118 | 521.133 | 643228.58 | 643853.541 | 10.911 | 720.44 | 482818.541 | 8.182 | 700.448 | 321500.486 | 5.448 | 649.973 | 160787.092 | 2.725 | 522.428 | 95606.87 | 95686.181 | 6 | 693.336 | 71705.334 | 4.497 | 687.583 | 47854.338 | 3.001 | 636.591 | 23932.9 | 1.501 | 526.188 | 135425.71 | 135535.99 | 9 | 693.2 | 101612.49 | 6.75 | 676.51 | 67694.83 | 4.5 | 641.82 | 33804.88 | 2.25 | 544.12 | 221589.8 | 221989.71 | 10.63 | 699.57 | 166334.06 | 7.96 | 680.39 | 110714.31 | 5.3 | 656.02 | 55305.6 | 2.65 | 561.1 | 9528.79 | 9530.35 | 9.76 | 688.3 | 7133.11 | 7.3 | 668.22 | 4760.69 | 4.87 | 607.52 | 2382.96 | 2.44 | 514.35 | 2485313.81 | 2483885.67 | 7.014 | 718.38 | 2166079.179 | 6.117 | 700.04 | 1866526.1441 | 5.271 | 686.62 | 1553136.7232 | 4.386 | 658.267 | 1243642.5381 | 3.512 | 614.472 | 933086.0159 | 2.635 | 567.887 | 620404.8197 | 1.752 | 516.19 | 310202.4098 | 0.876 | 465.713 | 7503.38 | 7674.2 | 22.67 | 412.89 | 3753.09 | 11.09 | 408.2 | 35749.22 | 36146.31 | 264.63 | 422.48 | 17856.05 | 130.73 | 413.21 | 147.05 | 12.77 | 649.43 | 142.69 | 12.39 | 645.61 | 959012.92 | 6.48 | 683.28 | 7450875.43 | 50.31 | 681.25 | 267.9 | 7.4 | 131.1 | 37.9 | 14 | 228.9 | 0 | 4 | 0 | 0 | 0 | 0 | 1+1 |  | 0.9093 | 0.9352 | 0.9421 | 0.9185 | Single | 0.99 | 1408 | A2 | 314.9 |  | 2020 |  | #REF! | #REF! | #REF! | #REF! |  | 2 | [5 empty] | AICA
TGG | AICA | 2.0.3 | 2020 | TGG179 | Low-End | Yes | Yes | Yes | Yes | Yes | Yes | Yes | Yes | Yes | Yes | Yes | Yes | Yes | No | Yes | No | Rack | 2 U | Resilient | 1 | POWER9 | 2 | 2 | 2800 | 4 | 8 | 121500 | 16 | 16 x IBM Feature Code EM60 Part Number 78P4191 | 12 |  |  | 2 | Redundant | 1400 | IBM AIX | 7.2 TL4 SP2 | IBM Corporation | 8.0.6.5 - pap6480sr6fp5-20200111_02(SR6 FP5) | IBM_AIX_J980_2dyn | 5.225 | 7.315 | 3.945 | 5.924 | 7.091 | 6.538 | 4.087 | 11.48 | 41.878 | 23.054 | 28.725 | 9.5 | 23519.06 | 23518.933 | 3.397 | 389.793 | 17621.85 | 2.545 | 373.673 | 11772.36 | 1.7 | 352.588 | 5895.025 | 0.851 | 326.811 | 281669.14 | 281748.459 | 4.775 | 387.489 | 211285.277 | 3.581 | 375.614 | 140926.685 | 2.388 | 357.267 | 70391.801 | 1.193 | 327.199 | 40675.4 | 40549.877 | 2.543 | 385.079 | 30497.172 | 1.912 | 371.627 | 20408.5 | 1.28 | 351.565 | 10172.704 | 0.638 | 325.725 | 57405.7 | 57413.38 | 3.81 | 376.83 | 43068.52 | 2.86 | 366.39 | 28710.52 | 1.91 | 353.38 | 14367.06 | 0.95 | 330.39 | 95877.03 | 95871.02 | 4.59 | 375.1 | 71997.05 | 3.45 | 367.98 | 47956.42 | 2.3 | 357.59 | 23997.93 | 1.15 | 334.45 | 4069.11 | 4069.01 | 4.17 | 377.04 | 3047.51 | 3.12 | 364.11 | 2039.33 | 2.09 | 345.2 | 1009.62 | 1.03 | 323.83 | 1081994.08 | 1081479.5 | 3.054 | 386 | 949137.979 | 2.68 | 376.768 | 811271.3709 | 2.291 | 369.245 | 676000.4571 | 1.909 | 360.251 | 537896.6445 | 1.519 | 349.502 | 404750.4046 | 1.143 | 338.315 | 270187.7154 | 0.763 | 326.204 | 135625.0262 | 0.383 | 313.259 | 1692.44 | 1617 | 4.78 | 301.23 | 843.75 | 2.49 | 300.03 | 2417.24 | 2331.05 | 17.07 | 287.97 | 1211.46 | 8.87 | 299.71 | 108.79 | 9.44 | 397.74 | 100.88 | 8.76 | 391.19 | 419020.57 | 2.83 | 376.23 | 1597793.99 | 10.79 | 375.59 | 251.1 | 5.6 | 21.9 | 25.7 | 9.5 | 229.5 | 0 | 4 | 0 | 0 | 0 | 0 | 1+1 |  | 0.9093 | 0.9352 | 0.9421 | 0.9185 | Single | 0.99 | 1408 | A2 | 298.1 | 179 | 2020 |  | #REF! | #REF! | #REF! | #REF! |  | 2 | [5 empty] | AICA
TGG | AICB | 2.0.3 | 2020 | TGG180 | High-End | Yes | Yes | Yes | Yes | Yes | Yes | Yes | Yes | Yes | Yes | Yes | Yes | Yes | No | Yes | No | Rack | 4 U | Resilient | 1 | POWER9 | 2 | 2 | 3400 | 12 | 8 | 2022800 | 16 | 16 x IBM Feature Code EM65 Part Number 78P4200 | 18 |  |  | 4 | Redundant | 1400 | IBM AIX | 7.2 TL4 SP2 | IBM Corporation | 8.0.6.5 - pap6480sr6fp5-20200111_02(SR6 FP5) | IBM_AIX_J980_2dyn | 6.81 | 8.609 | 5.02 | 7.32 | 8.073 | 8.239 | 5.013 | 36.07 | 318.643 | 14.523 | 121.856 | 13.6 | 87364.68 | 87355.424 | 12.616 | 1167.317 | 65513.395 | 9.461 | 1144.753 | 43738.345 | 6.317 | 1028.172 | 21848.719 | 3.155 | 805.106 | 960729.71 | 960799.947 | 16.283 | 1199.447 | 720550.476 | 12.211 | 1180.522 | 480437.082 | 8.142 | 1063.825 | 240033.097 | 4.068 | 795.868 | 146811.68 | 146938.329 | 9.214 | 1152.828 | 110121.441 | 6.906 | 1125.467 | 73426.603 | 4.605 | 1020.75 | 36676.808 | 2.3 | 801.363 | 203985.4 | 204216.29 | 13.56 | 1122.9 | 153055.33 | 10.17 | 1114.98 | 101958.56 | 6.77 | 1051.69 | 51012.38 | 3.39 | 836.88 | 318319.98 | 318215.53 | 15.24 | 1132.63 | 238701.71 | 11.43 | 1124.25 | 159049.09 | 7.62 | 1077.73 | 79505.45 | 3.81 | 865.64 | 14306.27 | 14306.57 | 14.65 | 1132.15 | 10732.42 | 10.99 | 1108.61 | 7150.44 | 7.32 | 962.65 | 3576.39 | 3.66 | 774.62 | 3666667.6 | 3670470.88 | 10.365 | 1198.16 | 3206101.47 | 9.054 | 1182.845 | 2745432.972 | 7.753 | 1143.901 | 2292523.2892 | 6.474 | 1072.237 | 1840675.9433 | 5.198 | 970.657 | 1376080.5532 | 3.886 | 876.562 | 918921.5223 | 2.595 | 781.94 | 456804.9186 | 1.29 | 690.548 | 10519.92 | 10547.31 | 31.16 | 614.17 | 5271.81 | 15.58 | 607.44 | 38166.24 | 38149.74 | 279.3 | 625.1 | 19056.74 | 139.52 | 613.97 | 167.91 | 14.58 | 1003.05 | 167.39 | 14.53 | 1001.01 | 1307412.29 | 8.83 | 1163.44 | 20534170.06 | 138.66 | 1137.86 | 379.3 | 6.9 | 107.2 | 42.1 | 13.6 | 228.5 | 0 | 4 | 0 | 0 | 0 | 0 | 2+2 |  | 0.9093 | 0.9352 | 0.9421 | 0.9185 | Single | 0.99 | 1408 | A2 | 444.3 | 180 | 2020 |  | #REF! | #REF! | #REF! | #REF! |  | 2 | [5 empty] | AICB
TGG | AICB | 2.0.3 | 2020 | TGG181 | Typical | Yes | Yes | Yes | Yes | Yes | Yes | Yes | Yes | Yes | Yes | Yes | Yes | Yes | No | Yes | No | Rack | 4 U | Resilient | 1 | POWER9 | 2 | 2 | 3800 | 8 | 8 | 752200 | 24 | 24 x IBM Feature Code EM63 Part Number 78P4198 | 18 |  |  | 4 | Redundant | 1400 | IBM AIX | 7.2 TL4 SP2 | IBM Corporation | 8.0.6.5 - pap6480sr6fp5-20200111_02(SR6 FP5) | IBM_AIX_J980_2dyn | 5.746 | 7.73 | 4.401 | 6.541 | 7.295 | 7.353 | 4.58 | 42.106 | 375.11 | 12.624 | 72.723 | 11.5 | 59899.61 | 59867.449 | 8.646 | 1004.629 | 44847.697 | 6.477 | 929.373 | 29978.496 | 4.329 | 795.99 | 14977.079 | 2.163 | 647.109 | 683412.55 | 683707.093 | 11.587 | 977.542 | 512633.048 | 8.688 | 925.976 | 341796.665 | 5.792 | 811.397 | 170888.8 | 2.896 | 643.995 | 106436.17 | 106487.552 | 6.678 | 969.393 | 79868.577 | 5.009 | 936.89 | 53240.527 | 3.339 | 827.234 | 26596.692 | 1.668 | 661.069 | 148227.2 | 148464.66 | 9.86 | 979.48 | 111181.37 | 7.38 | 907.08 | 74085.68 | 4.92 | 804.82 | 37056.98 | 2.46 | 673.78 | 230975.24 | 230984.59 | 11.06 | 961.49 | 173103.1 | 8.29 | 902.55 | 115418.97 | 5.53 | 826.48 | 57708.96 | 2.76 | 688.78 | 10405.97 | 10406.47 | 10.65 | 970.01 | 7776.43 | 7.96 | 879.75 | 5200.44 | 5.32 | 759.73 | 2609.67 | 2.67 | 636.38 | 2638287.86 | 2639621.86 | 7.454 | 963.62 | 2305769.64 | 6.511 | 908.295 | 1971697.5091 | 5.568 | 861.004 | 1652996.4031 | 4.668 | 815.116 | 1319776.6912 | 3.727 | 754.879 | 988681.6533 | 2.792 | 695.82 | 661835.9635 | 1.869 | 635.014 | 328970.3639 | 0.929 | 574.998 | 10552.16 | 10569.59 | 31.23 | 526.85 | 5266.1 | 15.56 | 520.19 | 38558.75 | 38632.83 | 282.84 | 537.86 | 19250.24 | 140.93 | 526.71 | 109.48 | 9.5 | 741.33 | 105.54 | 9.16 | 736.86 | 997758.93 | 6.74 | 889.34 | 9517656.87 | 64.27 | 883.72 | 356.8 | 6.1 | 125.7 | 30.3 | 11.5 | 228.8 | 0 | 4 | 0 | 0 | 0 | 0 | 2+2 |  | 0.9093 | 0.9352 | 0.9421 | 0.9185 | Single | 0.99 | 1408 | A2 | 421.8 | 181 | 2020 |  | #REF! | #REF! | #REF! | #REF! |  | 2 | [5 empty] | AICB
TGG | AICB | 2.0.3 | 2020 | TGG182 | Low-End | Yes | Yes | Yes | Yes | Yes | Yes | Yes | Yes | Yes | Yes | Yes | Yes | Yes | No | Yes | No | Rack | 4 U | Resilient | 1 | POWER9 | 2 | 2 | 3800 | 8 | 8 | 121500 | 16 | 16 x IBM Feature Code EM60 Part Number 78P4191 | 18 |  |  | 4 | Redundant | 1400 | IBM AIX | 7.2 TL4 SP2 | IBM Corporation | 8.0.6.5 - pap6480sr6fp5-20200111_02(SR6 FP5) | IBM_AIX_J980_2dyn | 6.131 | 8.144 | 4.625 | 6.748 | 7.796 | 7.708 | 4.887 | 7.267 | 26.251 | 16.861 | 30.38 | 9.8 | 60947.77 | 60913.179 | 8.797 | 965.369 | 45701.408 | 6.6 | 894.408 | 30436.914 | 4.396 | 758.347 | 15265.65 | 2.205 | 608.104 | 683088.72 | 683145.319 | 11.577 | 941.605 | 512323.034 | 8.682 | 874.383 | 341616.313 | 5.789 | 769.243 | 170903.87 | 2.896 | 604.983 | 106406.1 | 106451.31 | 6.676 | 939.79 | 79845.488 | 5.007 | 901.327 | 53210.264 | 3.337 | 779.267 | 26621.481 | 1.669 | 616.54 | 148421 | 148429.9 | 9.86 | 963.83 | 111308.69 | 7.39 | 886.37 | 74220.87 | 4.93 | 780.14 | 37105.52 | 2.46 | 640.66 | 235637.15 | 235672.38 | 11.28 | 923.97 | 176916.6 | 8.47 | 864.07 | 117809.66 | 5.64 | 790.25 | 58891.54 | 2.82 | 652.18 | 10404.38 | 10406.27 | 10.65 | 927.63 | 7792.7 | 7.98 | 843.97 | 5184.33 | 5.31 | 723.52 | 2592.98 | 2.65 | 598.74 | 2686765.35 | 2689695.91 | 7.596 | 933.63 | 2357847.017 | 6.658 | 879.472 | 2013482.7652 | 5.686 | 827.812 | 1682741.8397 | 4.752 | 780.744 | 1341377.5439 | 3.788 | 719.472 | 1013823.6294 | 2.863 | 661.053 | 664314.7498 | 1.876 | 596.595 | 334282.049 | 0.944 | 535.834 | 1626.17 | 1674.55 | 4.95 | 478.68 | 813.47 | 2.4 | 470.36 | 2370.36 | 2457.95 | 18 | 476.64 | 1189.27 | 8.71 | 477.01 | 148.06 | 12.85 | 747.57 | 141.28 | 12.26 | 741.66 | 992633.05 | 6.7 | 849.72 | 3840039.12 | 25.93 | 853.5 | 325.4 | 6.4 | 13.8 | 22.6 | 9.8 | 228.9 | 0 | 4 | 0 | 0 | 0 | 0 | 2+2 |  | 0.9093 | 0.9352 | 0.9421 | 0.9185 | Single | 0.99 | 1408 | A2 | 390.4 | 182 | 2020 |  | #REF! | #REF! | #REF! | #REF! |  | 2 | [5 empty] | AICB
TGG | AICC | 2.0.3 | 2020 | TGG183 | High-End | Yes | Yes | Yes | Yes | Yes | Yes | Yes | Yes | Yes | Yes | Yes | Yes | Yes | No | Yes | No | Rack | 4 U | Resilient | 1 | POWER9 | 1 | 1 | 2800 | 8 | 8 | 1010200 | 16 | 16 x IBM Feature Code EM64 Part Number 78P4199 | 18 |  |  | 2 | Redundant | 1400 | IBM AIX | 7.2 TL4 SP2 | IBM Corporation | 8.0.6.5 - pap6480sr6fp5-20200111_02(SR6 FP5) | IBM_AIX_J980_2dyn | 6.128 | 7.494 | 3.835 | 5.721 | 6.803 | 6.332 | 3.925 | 72.272 | 632.587 | 14.987 | 78.876 | 11.6 | 27380 | 27382.979 | 3.955 | 379.803 | 20578.41 | 2.972 | 370.349 | 13659.619 | 1.973 | 352.021 | 6833.905 | 0.987 | 327.791 | 290480.56 | 290578.776 | 4.924 | 383.805 | 217869.024 | 3.692 | 377.324 | 145204.757 | 2.461 | 363.311 | 72596.479 | 1.23 | 331.714 | 39278.76 | 39286.035 | 2.464 | 374.922 | 29493.411 | 1.85 | 367.629 | 19646.694 | 1.232 | 352.642 | 9828.926 | 0.616 | 329.223 | 55124.79 | 55101.51 | 3.66 | 366.8 | 41414.93 | 2.75 | 364.63 | 27545.96 | 1.83 | 354.45 | 13779.73 | 0.92 | 331.81 | 91776.52 | 91471.88 | 4.38 | 368.16 | 68848.47 | 3.3 | 366.01 | 45903.05 | 2.2 | 358.65 | 22954.45 | 1.1 | 336.82 | 3913.67 | 3913.95 | 4.01 | 367.4 | 2926.57 | 3 | 362.34 | 1954.56 | 2 | 345.93 | 979.95 | 1 | 325.5 | 1041420.37 | 1041229.37 | 2.94 | 380.79 | 914207.234 | 2.582 | 375.641 | 777276.5863 | 2.195 | 369.972 | 649087.9192 | 1.833 | 361.815 | 520191.0275 | 1.469 | 351.306 | 387044.7876 | 1.093 | 339.468 | 260626.6822 | 0.736 | 327.533 | 129959.2288 | 0.367 | 314.898 | 10661.02 | 10684.49 | 31.57 | 310.69 | 5324.43 | 15.73 | 306.02 | 37988.26 | 38023.68 | 278.38 | 313.88 | 18997.02 | 139.08 | 308.25 | 65.71 | 5.7 | 381.65 | 66.06 | 5.73 | 381.52 | 411995.6 | 2.78 | 378.89 | 4416338.17 | 29.82 | 378.08 | 244.4 | 5.6 | 213.8 | 34.4 | 11.6 | 229.4 | 0 | 4 | 0 | 0 | 0 | 0 | 1+1 |  | 0.9093 | 0.9352 | 0.9421 | 0.9185 | Single | 0.99 | 1408 | A2 | 309.4 | 183 | 2020 |  | #REF! | #REF! | #REF! | #REF! |  | 1 | [5 empty] | AICC
TGG | AICC | 2.0.3 | 2020 | TGG184 | Typical | Yes | Yes | Yes | Yes | Yes | Yes | Yes | Yes | Yes | Yes | Yes | Yes | Yes | No | Yes | No | Rack | 4 U | Resilient | 1 | POWER9 | 1 | 1 | 2300 | 4 | 8 | 503000 | 16 | 16 x IBM Feature Code EM63 Part Number78P4198 | 12 |  |  | 2 | Redundant | 1400 | IBM AIX | 7.2 TL4 SP2 | IBM Corporation | 8.0.5.40 - pap6480sr5fp40-20190807_01(SR5 FP40) | IBM_AIX_J980_2dyn | 2.786 | 4.29 | 2.123 | 3.211 | 3.888 | 3.566 | 2.229 | 84.729 | 704.168 | 14.714 | 26.003 | 6.6 | 9443.24 | 9454.022 | 1.365 | 281.409 | 7061.059 | 1.02 | 275.346 | 4724.732 | 0.682 | 268.115 | 2380.709 | 0.344 | 260.801 | 126138.74 | 126074.383 | 2.137 | 285.032 | 94681.306 | 1.605 | 280.52 | 63111.215 | 1.07 | 273.493 | 31513.048 | 0.534 | 264.272 | 16600.96 | 16643.512 | 1.044 | 280.548 | 12436.554 | 0.78 | 274.894 | 8299.725 | 0.52 | 268.409 | 4136.122 | 0.259 | 261.516 | 23651.59 | 23653.24 | 1.57 | 276.99 | 17718.95 | 1.18 | 273.01 | 11852.79 | 0.79 | 269.22 | 5878.85 | 0.39 | 262.63 | 39691.46 | 39707.18 | 1.9 | 276.28 | 29737.61 | 1.42 | 274.33 | 19850.03 | 0.95 | 269.95 | 9946.76 | 0.48 | 262.1 | 1681.33 | 1682.27 | 1.72 | 273.88 | 1264.19 | 1.29 | 269.95 | 833.81 | 0.85 | 264.25 | 419.44 | 0.43 | 258.44 | 451690.28 | 451342.64 | 1.275 | 280.79 | 397626.781 | 1.123 | 277.706 | 339947.8464 | 0.96 | 274.606 | 285060.4337 | 0.805 | 271.659 | 225215.4482 | 0.636 | 268.008 | 169619.8109 | 0.479 | 264.494 | 111899.4994 | 0.316 | 260.676 | 55949.7497 | 0.158 | 256.453 | 10438.11 | 10461.42 | 30.91 | 259.79 | 5217.71 | 15.42 | 255.48 | 35313.38 | 35288.53 | 258.35 | 261.91 | 17666.22 | 129.34 | 257.3 | 50.05 | 4.35 | 295.93 | 49.75 | 4.32 | 292.83 | 175095.79 | 1.18 | 278.18 | 1073883.32 | 7.25 | 278.86 | 238.3 | 3.1 | 244.3 | 19.6 | 6.6 | 229.7 | 0 | 4 | 0 | 0 | 0 | 0 | 1+1 |  | 0.9093 | 0.9352 | 0.9421 | 0.9185 | Single | 0.99 | 1408 | A2 | 303.3 | 184 | 2020 |  | #REF! | #REF! | #REF! | #REF! |  | 1 | [5 empty] | AICC
TGG | AICC | 2.0.3 | 2020 | TGG185 | Low-End | Yes | Yes | Yes | Yes | Yes | Yes | Yes | Yes | Yes | Yes | Yes | Yes | Yes | No | Yes | No | Rack | 4 U | Resilient | 1 | POWER9 | 1 | 1 | 2300 | 4 | 8 | 60200 | 8 | 8 x IBM Feature Code EM60 Part Number78P4191 | 12 |  |  | 2 | Redundant | 1400 | IBM AIX | 7.2 TL4 SP2 | IBM Corporation | 8.0.5.40 - pap6480sr5fp40-20190807_01(SR5 FP40) | IBM_AIX_J980_2dyn | 3.942 | 4.837 | 2.383 | 3.612 | 4.234 | 3.979 | 2.53 | 15.514 | 55.248 | 16.306 | 13.072 | 6 | 11863.95 | 11863.832 | 1.713 | 250.233 | 8887.188 | 1.283 | 244.518 | 5930.337 | 0.856 | 237.487 | 2969.585 | 0.429 | 230.289 | 125546.69 | 125669.765 | 2.13 | 250.58 | 94157.424 | 1.596 | 248.545 | 62742.669 | 1.063 | 241.894 | 31405.323 | 0.532 | 233.177 | 16573.04 | 16586.972 | 1.04 | 250.235 | 12414.233 | 0.778 | 245.175 | 8270.356 | 0.519 | 238.374 | 4156.105 | 0.261 | 232.032 | 23630.92 | 23639.13 | 1.57 | 247.09 | 17700.75 | 1.18 | 243.28 | 11829.95 | 0.79 | 239.29 | 5916.19 | 0.39 | 232.83 | 38506.19 | 38513.02 | 1.84 | 245.57 | 28862.64 | 1.38 | 244.06 | 19218.45 | 0.92 | 240.45 | 9653.61 | 0.46 | 233.97 | 1673.21 | 1672.56 | 1.71 | 246.39 | 1254.2 | 1.28 | 242.5 | 838.98 | 0.86 | 236.89 | 423.66 | 0.43 | 230.78 | 457087.53 | 456982.55 | 1.291 | 251.02 | 396767.097 | 1.12 | 247.97 | 341364.2958 | 0.964 | 245.249 | 286830.9954 | 0.81 | 242.576 | 229464.7963 | 0.648 | 239.302 | 171036.2602 | 0.483 | 235.66 | 114732.3982 | 0.324 | 232.283 | 57366.1991 | 0.162 | 228.142 | 1687.71 | 1638.62 | 4.84 | 225.13 | 844.71 | 2.5 | 222.99 | 2407.72 | 2388.4 | 17.49 | 226.03 | 1205.38 | 8.83 | 223.66 | 50.86 | 4.42 | 261.44 | 46.78 | 4.06 | 257.9 | 179195.07 | 1.21 | 247.61 | 478891.66 | 3.23 | 247.37 | 208.6 | 3.5 | 29.3 | 14.6 | 6 | 229.7 | 0 | 4 | 0 | 0 | 0 | 0 | 1+1 |  | 0.9093 | 0.9352 | 0.9421 | 0.9185 | Single | 0.99 | 1408 | A2 | 273.6 | 185 | 2020 |  | #REF! | #REF! | #REF! | #REF! |  | 1 | [5 empty] | AICC
TGG | AICD | 2.0.3 | 2020 | TGG186 | High-End | Yes | Yes | Yes | Yes | Yes | Yes | Yes | Yes | Yes | Yes | Yes | Yes | Yes | No | Yes | No | Rack | 2 U | Resilient | 1 | POWER9 | 2 | 1 | 2800 | 11 | 8 | 1010200 | 8 | 8 x IBM Feature Code EM65 Part Number 78P4200 | 12 |  |  | 2 | Redundant | 1400 | IBM AIX | 7.2 TL4 SP2 | IBM Corporation | 8.0.6.5 - pap6480sr6fp5-20200111_02(SR6 FP5) | IBM_AIX_J980_2dyn | 6.434 | 9.794 | 5.152 | 7.609 | 8.47 | 8.428 | 5.215 | 54.218 | 626.446 | 15.831 | 104.09 | 14.1 | 32487.39 | 32492.468 | 4.692 | 432.825 | 24361.892 | 3.518 | 419.468 | 16236.945 | 2.345 | 404.187 | 8118.377 | 1.172 | 360.954 | 431012.15 | 430836.617 | 7.301 | 441.954 | 323173.116 | 5.477 | 431.562 | 215486.552 | 3.652 | 418.215 | 107736.921 | 1.826 | 363.339 | 58771.36 | 58833.968 | 3.689 | 419.36 | 44067.941 | 2.763 | 410.721 | 29375.433 | 1.842 | 398.332 | 14684.595 | 0.921 | 357.703 | 81792.24 | 81910.65 | 5.44 | 406.7 | 61436.11 | 4.08 | 407.24 | 40848.56 | 2.71 | 401.11 | 20499.92 | 1.36 | 368.3 | 128232.6 | 129429.83 | 6.2 | 416.5 | 96294.01 | 4.61 | 411.21 | 64107.78 | 3.07 | 404.48 | 32084.87 | 1.54 | 377.74 | 5820.53 | 5822.49 | 5.96 | 413.44 | 4368.05 | 4.47 | 407.27 | 2898.46 | 2.97 | 392.63 | 1452.35 | 1.49 | 352.44 | 1552885.04 | 1551311.42 | 4.381 | 439.49 | 1356120.202 | 3.83 | 430.846 | 1167508.385 | 3.297 | 422.826 | 974163.0473 | 2.751 | 416.825 | 775860.1369 | 2.191 | 405.118 | 578619.5636 | 1.634 | 385.9 | 390940.0234 | 1.104 | 357.734 | 195115.8993 | 0.551 | 324.682 | 7601.71 | 7672.73 | 22.67 | 292.04 | 3801.54 | 11.23 | 296.61 | 37053.76 | 37078.44 | 271.46 | 310.53 | 18528.38 | 135.65 | 302.17 | 81.7 | 7.09 | 442.48 | 79.92 | 6.94 | 443.7 | 603571.08 | 4.08 | 434.03 | 6624614.88 | 44.73 | 429.74 | 206.7 | 7.1 | 184.3 | 40.6 | 14.1 | 229.5 | 0 | 4 | 0 | 0 | 0 | 0 | 1+1 |  | 0.9093 | 0.9352 | 0.9421 | 0.9185 | Single | 0.99 | 1408 | A2 | 253.7 | 186 | 2020 |  | #REF! | #REF! | #REF! | #REF! |  | 1 | [5 empty] | AICD
TGG | AICD | 2.0.3 | 2020 | TGG187 | Low-End | Yes | Yes | Yes | Yes | Yes | Yes | Yes | Yes | Yes | Yes | Yes | Yes | Yes | No | Yes | No | Rack | 2 U | Resilient | 1 | POWER9 | 2 | 1 | 2800 | 4 | 8 | 60500 | 8 | 8 x IBM Feature Code EM60 Part Number 78P4191 | 12 |  |  | 2 | Redundant | 1400 | IBM AIX | 7.2 TL4 SP2 | IBM Corporation | 8.0.6.5 - pap6480sr6fp5-20200111_02(SR6 FP5) | IBM_AIX_J980_2dyn | 4.009 | 6.013 | 3.034 | 4.519 | 5.381 | 4.988 | 3.17 | 16.91 | 59.699 | 17.818 | 15.779 | 7.2 | 11892.21 | 11890.782 | 1.717 | 254.701 | 8908.797 | 1.287 | 244.347 | 5952.627 | 0.86 | 231.912 | 2957.627 | 0.427 | 217.607 | 153184.83 | 152979.448 | 2.593 | 254.075 | 114856.594 | 1.946 | 247.131 | 76626.212 | 1.299 | 236.058 | 38285.935 | 0.649 | 219.37 | 20683.54 | 20702.957 | 1.298 | 254.887 | 15514.915 | 0.973 | 244.41 | 10363.094 | 0.65 | 232.339 | 5183.005 | 0.325 | 217.544 | 28945.2 | 28946.92 | 1.92 | 247.74 | 21640.84 | 1.44 | 241.05 | 14470.02 | 0.96 | 233.15 | 7236.71 | 0.48 | 219.89 | 47926.84 | 47928.53 | 2.3 | 245.78 | 35993.65 | 1.72 | 241.08 | 23916.86 | 1.15 | 235.14 | 11974.03 | 0.57 | 222.26 | 2051 | 2050.27 | 2.1 | 247.61 | 1534.11 | 1.57 | 239.23 | 1033.22 | 1.06 | 228.72 | 508.38 | 0.52 | 216.26 | 552938.68 | 553292.98 | 1.562 | 251.69 | 487261.172 | 1.376 | 246.803 | 418206.6735 | 1.181 | 242.556 | 346321.8685 | 0.978 | 237.301 | 276207.6252 | 0.78 | 230.945 | 207509.8312 | 0.586 | 224.343 | 139166.1496 | 0.393 | 217.762 | 68697.794 | 0.194 | 210.117 | 1690.3 | 1615.51 | 4.77 | 203.31 | 844.82 | 2.5 | 204.93 | 2351.21 | 2366.28 | 17.32 | 204.64 | 1176.98 | 8.62 | 204.68 | 55.65 | 4.83 | 256.92 | 48.9 | 4.25 | 251.38 | 214511.45 | 1.45 | 246.08 | 574791.47 | 3.88 | 245.97 | 182.4 | 4.3 | 31.8 | 16.8 | 7.2 | 229.7 | 0 | 4 | 0 | 0 | 0 | 0 | 1+1 |  | 0.9093 | 0.9352 | 0.9421 | 0.9185 | Single | 0.99 | 1408 | A2 | 229.4 | 187 | 2020 |  | #REF! | #REF! | #REF! | #REF! |  | 1 | [5 empty] | AICD
TGG | AICE | 2.0.3 | 2020 | TGG188 | High-End | Yes | Yes | Yes | Yes | Yes | Yes | Yes | Yes | Yes | Yes | Yes | Yes | Yes | No | Yes | No | Rack | 4 U | Resilient | 1 | POWER9 | 2 | 1 | 3400 | 12 | 8 | 1010200 | 8 | 8 x IBM Feature Code EM65 Part Number 78P4200 | 18 |  |  | 4 | Redundant | 1400 | IBM AIX | 7.2 TL4 SP2 | IBM Corporation | 8.0.6.5 - pap6480sr6fp5-20200111_02(SR6 FP5) | IBM_AIX_J980_2dyn | 6.404 | 7.972 | 4.249 | 6.247 | 6.89 | 6.971 | 4.273 | 56.06 | 509.223 | 12.364 | 84.73 | 11.7 | 48360.48 | 48359.701 | 6.984 | 675.717 | 36262.744 | 5.237 | 667.462 | 24135.33 | 3.486 | 605.206 | 12115.055 | 1.75 | 485.957 | 524509.21 | 524521.212 | 8.889 | 683.737 | 393374.271 | 6.666 | 678.475 | 262232.364 | 4.444 | 634.508 | 131173.141 | 2.223 | 492.418 | 73396.33 | 73469.694 | 4.607 | 663.925 | 55102.31 | 3.455 | 659.333 | 36680.835 | 2.3 | 605.725 | 18308.626 | 1.148 | 486.677 | 102709.11 | 102725.55 | 6.82 | 665.49 | 76998.59 | 5.11 | 646.14 | 51238.13 | 3.4 | 609.82 | 25637.03 | 1.7 | 506.25 | 159339.11 | 158800.06 | 7.6 | 663.55 | 119480.02 | 5.72 | 651.48 | 79758.24 | 3.82 | 625.2 | 39900.5 | 1.91 | 520.73 | 7146.87 | 7146.76 | 7.32 | 648.11 | 5374 | 5.5 | 640.73 | 3554.11 | 3.64 | 571.99 | 1776.64 | 1.82 | 474.72 | 1849039.73 | 1849515.73 | 5.223 | 685.74 | 1619893.263 | 4.575 | 677.964 | 1392369.7209 | 3.932 | 660.748 | 1155822.6778 | 3.264 | 619.517 | 924233.2074 | 2.61 | 573.205 | 691227.2877 | 1.952 | 526.25 | 460700.1543 | 1.301 | 478.322 | 230173.021 | 0.65 | 432.76 | 10681.34 | 10696.45 | 31.6 | 401.05 | 5327.6 | 15.74 | 394.68 | 39882.93 | 39966.99 | 292.61 | 411.38 | 19959.31 | 146.13 | 400.82 | 83.82 | 7.28 | 590.55 | 84.15 | 7.3 | 588.67 | 734140.79 | 4.96 | 670.57 | 8296712.46 | 56.02 | 661.19 | 280.6 | 6 | 169 | 32.4 | 11.7 | 229.2 | 0 | 4 | 0 | 0 | 0 | 0 | 2+2 |  | 0.9093 | 0.9352 | 0.9421 | 0.9185 | Single | 0.99 | 1408 | A2 | 345.6 | 188 | 2020 |  | #REF! | #REF! | #REF! | #REF! |  | 1 | [5 empty] | AICE
TGG | AICE | 2.0.3 | 2020 | TGG189 | Low-End | Yes | Yes | Yes | Yes | Yes | Yes | Yes | Yes | Yes | Yes | Yes | Yes | Yes | No | Yes | No | Rack | 4 U | Resilient | 1 | POWER9 | 2 | 1 | 3800 | 8 | 8 | 60500 | 8 | 8 x IBM Feature Code EM60 Part Number 78P4191 | 18 |  |  | 4 | Redundant | 1400 | IBM AIX | 7.2 TL4 SP2 | IBM Corporation | 8.0.6.5 - pap6480sr6fp5-20200111_02(SR6 FP5) | IBM_AIX_J980_2dyn | 4.977 | 7.243 | 3.802 | 5.608 | 6.412 | 6.277 | 3.938 | 10.548 | 37.349 | 13.557 | 18.94 | 7.9 | 30491.85 | 30489.486 | 4.403 | 576.202 | 22915.703 | 3.309 | 539.227 | 15272.132 | 2.206 | 471.577 | 7641.31 | 1.104 | 394.425 | 380976.04 | 380951.61 | 6.456 | 573.633 | 285738.013 | 4.842 | 539.615 | 190484.818 | 3.228 | 484.591 | 95313.588 | 1.615 | 394.875 | 54042.58 | 54075.78 | 3.391 | 580.424 | 40525.932 | 2.541 | 543.926 | 27006.934 | 1.694 | 473.761 | 13472.453 | 0.845 | 394.464 | 74463.66 | 74497.8 | 4.95 | 561.3 | 55865.12 | 3.71 | 524.2 | 37197.54 | 2.47 | 473.69 | 18614.69 | 1.24 | 406.7 | 118001.86 | 118022.24 | 5.65 | 546.82 | 88492 | 4.24 | 519.17 | 59065.83 | 2.83 | 483.58 | 29533.13 | 1.41 | 412.4 | 5215.13 | 5216.29 | 5.34 | 555.39 | 3915.7 | 4.01 | 511.19 | 2605.2 | 2.67 | 450.94 | 1315.42 | 1.35 | 386.86 | 1343078.45 | 1342386.5 | 3.791 | 552.95 | 1177000.682 | 3.324 | 527.033 | 1010282.506 | 2.853 | 504.7 | 842433.2569 | 2.379 | 479.71 | 669272.3226 | 1.89 | 448.192 | 506380.6462 | 1.43 | 418.889 | 334990.2736 | 0.946 | 386.556 | 171036.2602 | 0.483 | 356.531 | 1689.27 | 1646.63 | 4.87 | 330.34 | 841.6 | 2.49 | 329.14 | 2429.36 | 2345.36 | 17.17 | 329.51 | 1203.33 | 8.81 | 329.1 | 75.06 | 6.52 | 464.02 | 69.01 | 5.99 | 457.67 | 548655.91 | 3.71 | 528.15 | 1484728.46 | 10.03 | 529.32 | 254.6 | 5.3 | 19.8 | 16 | 7.9 | 229.3 | 0 | 4 | 0 | 0 | 0 | 0 | 2+2 |  | 0.9093 | 0.9352 | 0.9421 | 0.9185 | Single | 0.99 | 1408 | A2 | 319.6 | 189 | 2020 |  | #REF! | #REF! | #REF! | #REF! |  | 1 | [5 empty] | AICE
TGG | BCXA | 2.0.2 | 2019 | TGG190 | Typical | Yes | Yes | Yes | Yes | Yes | Yes | Yes | Yes | Yes | Yes | Yes | Yes | No | No | No | No | Rack | 1 U | Managed | 1 | Intel(R) Xeon(R) E-2236 CPU @ 3.40GHz | 1 | 1 | 3400 | 6 | 2 | 31900 | 2 | 2 x 802C80B3802C DDR4 | 1 |  |  | 2 | Redundant | 500 | Microsoft Corporation Microsoft Windows Server 2016 Datacenter | 10.0.14393 | Oracle Corporation | 1.8.0_171-b11 | Intel_Win_HS18_5a | 10.299 | 14.49 | 14.66 | 9.514 | 9.027 | 13.811 | 7.013 | 24.732 | 42.948 | 14.259 | 50.6 | 15.1 | 16962.82 | 17024.912 | 2.459 | 170.554 | 12736.469 | 1.839 | 165.98 | 8509.946 | 1.229 | 121.85 | 4256.829 | 0.615 | 88.052 | 191148.66 | 191564.071 | 3.246 | 167.868 | 143369.187 | 2.43 | 146.799 | 95696.401 | 1.622 | 114.489 | 47788.417 | 0.81 | 83.295 | 56757.38 | 56900.603 | 3.568 | 160.884 | 42574.515 | 2.67 | 168.244 | 28405.07 | 1.781 | 134.483 | 14203.88 | 0.891 | 89.907 | 29713.64 | 29260.31 | 1.94 | 164.15 | 22301.65 | 1.48 | 126.57 | 14831.4 | 0.99 | 106.34 | 7441.61 | 0.49 | 77.41 | 42949.18 | 43053.44 | 2.06 | 163.32 | 32229.13 | 1.54 | 161.62 | 21542.85 | 1.03 | 116.52 | 10750.29 | 0.52 | 82.67 | 3178.46 | 3184.53 | 3.26 | 172.17 | 2381.43 | 2.44 | 166.79 | 1593.12 | 1.63 | 118.29 | 793.73 | 0.81 | 85.21 | 558101.17 | 559154.08 | 1.579 | 151.3 | 488520.281 | 1.38 | 143.975 | 418560.7859 | 1.182 | 129.412 | 348446.5426 | 0.984 | 115.726 | 280102.8609 | 0.791 | 102.844 | 208926.2806 | 0.59 | 90.294 | 139874.3743 | 0.395 | 78.722 | 70822.468 | 0.2 | 66.952 | 690.69 | 681.3 | 2.01 | 58.94 | 345.25 | 1.02 | 56.95 | 469.89 | 468.44 | 3.43 | 56.86 | 232.06 | 1.7 | 55.56 | 20.44 | 1.77 | 124.27 | 20.39 | 1.77 | 124.32 | 574531.45 | 3.88 | 164.29 | 1108297.54 | 7.48 | 147.9 | 54.1 | 10.9 | 32.6 | 26.9 | 15.1 | 231.3 | 2 | 2 | 0 | 0 | 0 | 0 | n+0 |  | 0.885 | 0.927 | 0.943 | 0.933 | Single | 0.97 | 290 | A2 | x | 190 | 2019 |  | #REF! | #REF! | #REF! | #REF! |  | 1 | [5 empty] | BCXA
TGG | BCXA | 2.0.2 | 2019 | TGG191 | Low-End | Yes | Yes | Yes | Yes | Yes | Yes | Yes | Yes | Yes | Yes | Yes | Yes | No | No | No | No | Rack | 1 U | Managed | 1 | Intel(R) Xeon(R) E-2224 CPU @ 3.40GHz | 1 | 1 | 3408 | 4 | 1 | 15900 | 2 | 2 x 802C869D802C DDR4 | 1 |  |  | 2 | Redendancy | 500 | Microsoft Corporation Microsoft Windows Server 2016 Datacenter | 10.0.14393 | Oracle Corporation | 1.8.0_171-b11 | Intel_Win_HS18_5a | 10.684 | 14.922 | 12.886 | 7.1 | 7.007 | 13.194 | 7.204 | 30.876 | 54.083 | 21.151 | 27.952 | 14 | 11006.15 | 11034.991 | 1.594 | 97.452 | 8244.49 | 1.191 | 86.642 | 5519.761 | 0.797 | 78.49 | 2742.922 | 0.396 | 69.394 | 122285.95 | 122282.519 | 2.072 | 96.142 | 91701.036 | 1.554 | 86.917 | 61050.971 | 1.035 | 72.413 | 30546.202 | 0.518 | 57.489 | 37060.91 | 38506.349 | 2.415 | 128.586 | 27606.481 | 1.731 | 115.639 | 18553.136 | 1.163 | 98.921 | 9264.701 | 0.581 | 69.681 | 13291.43 | 13299.17 | 0.88 | 82.73 | 10003.16 | 0.66 | 74.7 | 6627.24 | 0.44 | 66.49 | 3326.82 | 0.22 | 54.67 | 19706.61 | 19757.99 | 0.95 | 93.89 | 14804.56 | 0.71 | 82.03 | 9821.69 | 0.47 | 70.54 | 4931.22 | 0.24 | 56.83 | 1680.35 | 1682.37 | 1.72 | 86.23 | 1266.56 | 1.3 | 78.27 | 832.28 | 0.85 | 69.96 | 424.41 | 0.43 | 57.76 | 409614.79 | 409231.48 | 1.156 | 96.49 | 357869.608 | 1.011 | 90.97 | 308431.8481 | 0.871 | 85.99 | 257793.7835 | 0.728 | 81.244 | 203968.7078 | 0.576 | 75.475 | 152622.4185 | 0.431 | 69.012 | 101630.2416 | 0.287 | 61.352 | 50283.9523 | 0.142 | 52.838 | 698.58 | 682.1 | 2.02 | 47.68 | 350.93 | 1.04 | 45.97 | 472.96 | 472.53 | 3.46 | 46.07 | 239.57 | 1.75 | 45.03 | 20.23 | 1.76 | 82.92 | 20.19 | 1.75 | 82.98 | 333579.18 | 2.25 | 107.44 | 445337.94 | 3.01 | 107.58 | 44 | 10 | 40.9 | 24.3 | 14 | 231.2 | 0 | 1 | 0 | 0 | 0 | 0 | n+0 |  | 0.885 | 0.927 | 0.943 | 0.933 | Single | 0.97 | 290 | A2 | x | 191 | 2019 |  | #REF! | #REF! | #REF! | #REF! |  | 1 | [5 empty] | BCXA
TGG | BCXA | 2.0.2 | 2019 | TGG192 | High-End | Yes | Yes | Yes | Yes | Yes | Yes | Yes | Yes | Yes | Yes | Yes | Yes | No | No | No | No | Rack | 1 U | Managed | 1 | Intel(R) Xeon(R) E-2278G CPU @ 3.40GHz | 1 | 1 | 3408 | 8 | 2 | 63900 | 4 | 4 x 802C869D802C DDR4 | 6 |  |  | 2 | Redendancy | 500 | Microsoft Corporation Microsoft Windows Server 2016 Datacenter | 10.0.14393 | Oracle Corporation | 1.8.0_171-b11 | Intel_Win_HS18_5a | 11.011 | 12.907 | 17.044 | 9.866 | 10.305 | 15.852 | 6.211 | 49.019 | 124.222 | 10.291 | 80.123 | 16.5 | 19613.79 | 19636.074 | 2.836 | 168.353 | 14756.986 | 2.131 | 169.621 | 9815.149 | 1.417 | 141.114 | 4905.822 | 0.708 | 102.474 | 185409.27 | 185373.39 | 3.141 | 169.839 | 139034.488 | 2.356 | 159.394 | 92749.283 | 1.572 | 128.842 | 46380.007 | 0.786 | 94.463 | 68766.56 | 69874.553 | 4.382 | 164.354 | 51591.799 | 3.235 | 163.878 | 34402.43 | 2.157 | 137.867 | 17217.529 | 1.08 | 105.375 | 36052.16 | 35954.34 | 2.39 | 161.72 | 27015 | 1.79 | 162.44 | 18065.73 | 1.2 | 130.54 | 9019.64 | 0.6 | 94.79 | 53167.72 | 53297.83 | 2.55 | 161.51 | 39912.23 | 1.91 | 163.1 | 26588.06 | 1.27 | 136.96 | 13281.07 | 0.64 | 97.01 | 3944.62 | 3951.56 | 4.05 | 162.47 | 2962.72 | 3.03 | 165.54 | 1970.21 | 2.02 | 144.17 | 984.16 | 1.01 | 101.83 | 586363.56 | 592284.56 | 1.673 | 162.69 | 512964.889 | 1.449 | 159.888 | 438745.1893 | 1.239 | 154.273 | 366860.3842 | 1.036 | 142.417 | 294267.3545 | 0.831 | 127.894 | 217070.8644 | 0.613 | 110.105 | 147664.8458 | 0.417 | 96.022 | 72593.0297 | 0.205 | 79.043 | 1750.4 | 1745.82 | 5.16 | 78.05 | 874.31 | 2.58 | 71.05 | 1725.05 | 1716.74 | 12.57 | 74.04 | 855.09 | 6.26 | 68.87 | 19.65 | 1.71 | 163.7 | 19.41 | 1.69 | 165.84 | 691243.09 | 4.67 | 165.57 | 1913384.85 | 12.92 | 161.25 | 60.7 | 11.3 | 78 | 28.7 | 16.5 | 230.8 | 0 | 1 | 0 | 0 | 0 | 0 | n+0 |  | 0.885 | 0.927 | 0.943 | 0.933 | Single | 0.97 | 290 | A2 | x | 192 | 2019 |  | #REF! | #REF! | #REF! | #REF! |  | 1 | [5 empty] | BCXA
TGG | BCXB | 2.0.2 | 2019 | TGG193 | Low-End | Yes | Yes | Yes | Yes | Yes | Yes | Yes | Yes | Yes | Yes | Yes | Yes | No | No | No | No | Rack | 1 U | Managed | 1 | AMD EPYC 7232P 8-Core Processor | 1 | 1 | 3100 | 8 | 2 | 63700 | 8 | 8 x 8GB 1RX8 PC4-2666V-RD1-11 | 2 |  |  | 2 | Redundancy | 500 | Microsoft Corporation Microsoft Windows Server 2019 Standard | 10.0.17763 | OpenJDK | 11.0.2+9 | AMD_EPYC_Win_OJDK11_1 | 7.161 | 6.242 | 19.254 | 11.813 | 10.026 | 197.181 | 10.553 | 25.025 | 37.162 | 25.079 | 69.606 | 21.6 | 10761.73 | 10643.168 | 1.537 | 138.439 | 8075.799 | 1.166 | 120.709 | 5377.687 | 0.777 | 112.741 | 2685.201 | 0.388 | 108.957 | 76413.18 | 76454.988 | 1.296 | 126.954 | 57240.623 | 0.97 | 115.023 | 38219.383 | 0.648 | 110.22 | 19083.195 | 0.323 | 107.775 | 72542.54 | 73579.688 | 4.614 | 157.338 | 54398.701 | 3.411 | 140.598 | 36264.895 | 2.274 | 120.746 | 18137.402 | 1.137 | 110.921 | 38249.82 | 38278.51 | 2.54 | 130.45 | 28655.6 | 1.9 | 124.38 | 19050.41 | 1.27 | 113.73 | 9573.51 | 0.64 | 108.31 | 46052.28 | 46665.73 | 2.23 | 136.58 | 34538.71 | 1.65 | 128.7 | 22996.59 | 1.1 | 115.45 | 11482.61 | 0.55 | 109.04 | 42026.83 | 42447.19 | 43.45 | 134.68 | 31465.66 | 32.21 | 127.35 | 21000.06 | 21.5 | 114.64 | 10475.43 | 10.72 | 108.56 | 991197.34 | 988353.99 | 2.791 | 148.51 | 867461.031 | 2.45 | 142.818 | 741157.1276 | 2.093 | 135.638 | 619696.595 | 1.75 | 127.287 | 497173.7254 | 1.404 | 118.737 | 370047.3953 | 1.045 | 112.782 | 248232.7503 | 0.701 | 110.694 | 124293.4313 | 0.351 | 108.232 | 1292.04 | 1301.32 | 3.85 | 109.41 | 647.83 | 1.91 | 107.4 | 763.4 | 770.94 | 5.64 | 107.49 | 382.69 | 2.8 | 106.53 | 47.14 | 4.09 | 156.36 | 42.92 | 3.73 | 155.02 | 655384.02 | 4.43 | 154.56 | 1609082.2 | 10.87 | 156.1 | 104.9 | 15.5 | 30.5 | 41.8 | 21.6 | 230.5 | 0 | 1 | 0 | 0 | 0 | 0 | n+0 |  | 0.91 | 0.93 | 0.95 | 0.93 | Single | 1 | 800 | A2 | x | 193 | 2019 |  | #REF! | #REF! | #REF! | #REF! |  | 1 | [5 empty] | BCXB
TGG | BCXB | 2.0.2 | 2019 | TGG194 | High-End | Yes | Yes | Yes | Yes | Yes | Yes | Yes | Yes | Yes | Yes | Yes | Yes | No | No | No | No | Rack | 1 U | Managed | 1 | AMD EPYC 7702P 64-Core Processor | 1 | 1 | 2000 | 64 | 2 | 511700 | 8 | 8 x 64GB 2RX4 PC4-3200AA-RA2-12-MH1 | 2 |  |  | 2 | Redundancy | 1600 | Microsoft Corporation Microsoft Windows Server 2019 Standard | 10.0.17763 | OpenJDK | 11.0.2+9 | AMD_EPYC_Win_OJDK11_1 | 25.059 | 27.406 | 51.732 | 35.865 | 30.612 | 607.755 | 25.766 | 163.584 | 1543.057 | 26.662 | 444.534 | 69.3 | 89158.28 | 89168.529 | 12.877 | 347.766 | 66917.982 | 9.664 | 310.261 | 44523.483 | 6.43 | 273.182 | 22278.737 | 3.217 | 221.492 | 792628.88 | 792660.62 | 13.433 | 330.081 | 594682.737 | 10.078 | 291.466 | 396360.461 | 6.717 | 255.708 | 198107.992 | 3.357 | 219.97 | 358759.07 | 365313.726 | 22.909 | 297.644 | 269050.032 | 16.872 | 261.721 | 179295.753 | 11.244 | 225.603 | 89750.357 | 5.628 | 194.32 | 192444.7 | 192437.13 | 12.78 | 221.78 | 144494.74 | 9.6 | 206.22 | 96241.64 | 6.39 | 189.42 | 48133.05 | 3.2 | 174.87 | 247295.9 | 247595.44 | 11.85 | 247.71 | 185534.02 | 8.88 | 227.79 | 123523.25 | 5.91 | 204.03 | 61868.35 | 2.96 | 182.44 | 220171.07 | 220303.44 | 225.52 | 234.52 | 165301.75 | 169.22 | 216.68 | 110266.87 | 112.88 | 196.13 | 55029.55 | 56.33 | 178.47 | 5101222.26 | 4934250.49 | 13.934 | 334.73 | 4465697.368 | 12.611 | 326.352 | 3837161.3162 | 10.836 | 312.183 | 3183115.8243 | 8.989 | 289.16 | 2549254.7357 | 7.199 | 264.235 | 1912560.7483 | 5.401 | 229.745 | 1280116.1091 | 3.615 | 203.054 | 634569.3133 | 1.792 | 182.617 | 12374.59 | 12451.92 | 36.79 | 160.45 | 6191.48 | 18.29 | 156.75 | 46614.26 | 47438.65 | 347.31 | 159.16 | 23300.62 | 170.59 | 156.34 | 92.68 | 8.05 | 300.2 | 92.56 | 8.04 | 302.9 | 3133121.4 | 21.16 | 326 | 21941163.13 | 148.16 | 333.28 | 152.1 | 48.3 | 502.4 | 108.9 | 69.3 | 230.2 | 0 | 1 | 0 | 0 | 0 | 0 | 1+1 |  | 0.91 | 0.93 | 0.95 | 0.93 | Single | 1 | 800 | A2 | x | 194 | 2019 |  | #REF! | #REF! | #REF! | #REF! |  | 1 | [5 empty] | BCXB
TGG | BCXB | 2.0.2 | 2019 | TGG195 | Typical | Yes | Yes | Yes | Yes | Yes | Yes | Yes | Yes | Yes | Yes | Yes | Yes | No | No | No | No | Rack | 1 U | Managed | 1 | AMD EPYC 7502P 32-Core Processor | 1 | 1 | 2500 | 32 | 2 | 127700 | 8 | 8 x 16GB 1RX4 PC4-3200AA-RC2-12 | 2 |  |  | 2 | Redundancy | 800 | Microsoft Corporation Microsoft Windows Server 2019 Standard | 10.0.17763 | OpenJDK | 11.0.2+9 | AMD_EPYC_Win_OJDK11_1 | 24.282 | 31.313 | 46.812 | 32.099 | 26.365 | 534.068 | 22.601 | 223.895 | 2171.71 | 28.475 | 195.712 | 59.9 | 57736.89 | 57807.277 | 8.348 | 242.343 | 43186.381 | 6.237 | 210.711 | 28900.739 | 4.174 | 179.909 | 14458.147 | 2.088 | 142.068 | 624841.8 | 623184.315 | 10.561 | 236.545 | 468848.633 | 7.945 | 198.135 | 312471.425 | 5.295 | 173.761 | 156124.923 | 2.646 | 150.17 | 231131.1 | 235973.668 | 14.798 | 231.999 | 173438.471 | 10.876 | 186.009 | 115651.651 | 7.252 | 153.645 | 57834.941 | 3.627 | 132.956 | 123470.79 | 123539.36 | 8.21 | 163.38 | 92366.84 | 6.14 | 148.83 | 61683.37 | 4.1 | 133.82 | 30879.98 | 2.05 | 122.43 | 149924.95 | 150045.75 | 7.18 | 180.53 | 112186.7 | 5.37 | 160.59 | 74889.53 | 3.59 | 140.27 | 37479.04 | 1.79 | 126.33 | 137203.39 | 137814.86 | 141.08 | 171.59 | 102957.53 | 105.4 | 154.77 | 68648.33 | 70.28 | 136.55 | 34329.2 | 35.14 | 124.47 | 3012233.7 | 3004938.06 | 8.486 | 231.67 | 2616765.715 | 7.39 | 221.944 | 2235865.3148 | 6.314 | 205.716 | 1890959.8956 | 5.34 | 192.726 | 1509226.7931 | 4.262 | 175.651 | 1128556.0276 | 3.187 | 154.34 | 753551.0595 | 2.128 | 136.725 | 378191.9791 | 1.068 | 126.887 | 12528.08 | 12598.95 | 37.22 | 118.84 | 6280.09 | 18.56 | 115.94 | 48839.01 | 49041.37 | 359.04 | 118.26 | 24428.7 | 178.85 | 115.13 | 68.37 | 5.94 | 206.84 | 67.65 | 5.87 | 207.82 | 2068993.68 | 13.97 | 239.22 | 6819481.84 | 46.05 | 235.28 | 110.2 | 44.8 | 697.3 | 74.7 | 59.9 | 230.3 | 0 | 1 | 0 | 0 | 0 | 0 | n+0 |  | 0.91 | 0.93 | 0.95 | 0.93 | Single | 1 | 800 | A2 | x | 195 | 2019 |  | #REF! | #REF! | #REF! | #REF! |  | 1 | [5 empty] | BCXB
TGG | BCXC | 2.0.3 | 2021 | TGG196 | Low-End | Yes | Yes | Yes | Yes | Yes | Yes | Yes | Yes | Yes | Yes | Yes | Yes | No | No | No | No | Rack | 1 U | Managed | 1 | AMD EPYC 72F3 8-Core Processor | 1 | 1 | 3700 | 8 | 2 | 63700 | 8 | 8 x Micron 8GB/DDR4/3200MHz(1Rx8 R-DIMM)PC4-3200AA-RD1-12 | 2 |  |  | 1 | Standard | 500 | Microsoft Corporation Microsoft Windows Server 2019 Standard | 10.0.17763 | OpenJDK | 11.0.9.1+1-LTS | AMD_EPYC_Win_OJDK11_1 | 12.721 | 23.05 | 21.586 | 13.845 | 12.252 | 218.056 | 13.466 | 14.734 | 25.138 | 36.442 | 43.521 | 26.7 | 22079.6 | 21992.203 | 3.176 | 178.232 | 16523.737 | 2.386 | 159.994 | 11008.284 | 1.59 | 122.227 | 5520.8 | 0.797 | 105.255 | 379940.09 | 380412.378 | 6.447 | 221.035 | 284919.949 | 4.828 | 178.268 | 190004.311 | 3.22 | 131.098 | 94994.022 | 1.61 | 110.66 | 88879.89 | 89189.073 | 5.593 | 197.121 | 66667.109 | 4.181 | 170.92 | 44442.67 | 2.787 | 120.074 | 22211.318 | 1.393 | 103.347 | 48561.92 | 48535.7 | 3.22 | 159.75 | 36382.74 | 2.42 | 148.63 | 24285.02 | 1.61 | 114.16 | 12144.34 | 0.81 | 101.75 | 61029.53 | 61140.17 | 2.93 | 167.7 | 45759.6 | 2.19 | 153.45 | 30513.41 | 1.46 | 115.63 | 15284.09 | 0.73 | 102.24 | 50137.03 | 50732.9 | 51.94 | 163.16 | 37567.51 | 38.46 | 150.44 | 25065.1 | 25.66 | 116.63 | 12537.01 | 12.83 | 101.63 | 1375854.58 | 1385089.84 | 3.911 | 179.93 | 1204586.419 | 3.402 | 171.478 | 1032237.4711 | 2.915 | 161.678 | 856951.8628 | 2.42 | 145.95 | 689810.8383 | 1.948 | 129.928 | 515941.6794 | 1.457 | 115.727 | 350217.1043 | 0.989 | 105.548 | 170328.0355 | 0.481 | 101.412 | 681.16 | 714.54 | 2.11 | 99.43 | 342.82 | 1.01 | 99.07 | 476.47 | 477.24 | 3.49 | 98.23 | 237.16 | 1.74 | 97.73 | 93.42 | 8.11 | 228.55 | 94.45 | 8.2 | 219.05 | 568707.88 | 3.84 | 182.19 | 1180691.63 | 7.97 | 183.19 | 95.8 | 22.7 | 19.2 | 39.8 | 26.7 | 230.8 | 0 | 1 | 0 | 0 | 0 | 0 | n+0 |  | 88.85 | 92.87 | 94.52 | 93.7 | Single | 0.99 | 500 | A2 | x | 196 | 2021 |  | #REF! | #REF! | #REF! | #REF! |  | 1 | [5 empty] | BCXC
TGG | BCXC | 2.0.3 | 2021 | TGG197 | High-End | Yes | Yes | Yes | Yes | Yes | Yes | Yes | Yes | Yes | Yes | Yes | Yes | No | No | No | No | Rack | 1 U | Managed | 1 | AMD EPYC 7763 64-Core Processor | 1 | 1 | 2450 | 64 | 2 | 511700 | 8 | 8 x Micron 64GB/DDR4/3200MHz(2Rx4 R-DIMM)PC4-3200AA-RB3-12 | 2 |  |  | 1 | Standard | 500 | Microsoft Corporation Microsoft Windows Server 2019 Standard | 10.0.17763 | OpenJDK | 11.0.9.1+1-LTS | AMD_EPYC_Win_OJDK11_1 | 31.856 | 31.112 | 61.073 | 47.417 | 38.964 | 735.304 | 33.115 | 126.559 | 1526.406 | 28.139 | 217.103 | 71.6 | 110792.91 | 110862.837 | 16.01 | 389.883 | 83039.509 | 11.992 | 328.868 | 55442.837 | 8.007 | 261.512 | 27747.271 | 4.007 | 178.395 | 838954.95 | 839395.884 | 14.225 | 340.212 | 629481.686 | 10.668 | 269.837 | 419527.734 | 7.11 | 232.476 | 209605.133 | 3.552 | 191.651 | 427121.15 | 431746.58 | 27.075 | 348.394 | 320425.347 | 20.094 | 289.346 | 213591.653 | 13.394 | 205.982 | 106717.006 | 6.692 | 168.805 | 257713.68 | 257778.06 | 17.12 | 258.35 | 193408.51 | 12.85 | 225.78 | 128813.06 | 8.56 | 178.53 | 64499 | 4.28 | 153.11 | 325036.48 | 325638.1 | 15.59 | 295.54 | 243545.12 | 11.66 | 253.89 | 162543.06 | 7.78 | 196.12 | 81229.03 | 3.89 | 162.19 | 267607.85 | 269487.78 | 275.87 | 268.33 | 200721.59 | 205.48 | 235.23 | 133783.3 | 136.95 | 184.4 | 66924.41 | 68.51 | 156.32 | 6337109.67 | 6307088.52 | 17.811 | 377.04 | 5548479.471 | 15.669 | 358.954 | 4742626.5696 | 13.393 | 334.302 | 3961808.8599 | 11.188 | 303.693 | 3163285.5332 | 8.933 | 254.941 | 2375385.5767 | 6.708 | 193.866 | 1590672.6313 | 4.492 | 170.365 | 791795.1922 | 2.236 | 150.375 | 7841.42 | 8011.08 | 23.67 | 131.96 | 3927.7 | 11.61 | 129.95 | 38614.5 | 38699.66 | 283.33 | 131.98 | 19292.06 | 141.24 | 130.14 | 100.38 | 8.71 | 307.38 | 100.83 | 8.75 | 313.36 | 1829692.22 | 12.36 | 356.87 | 11435078.79 | 77.21 | 355.66 | 124.6 | 59.8 | 439.5 | 78.2 | 71.6 | 231.1 | 0 | 1 | 0 | 0 | 0 | 0 | n+0 |  | 88.85 | 92.87 | 94.52 | 93.7 | Single | 0.99 | 500 | A2 | x | 197 | 2021 |  | #REF! | #REF! | #REF! | #REF! |  | 1 | [5 empty] | BCXC
TGG | BCXC | 2.0.3 | 2021 | TGG198 | Typical | Yes | Yes | Yes | Yes | Yes | Yes | Yes | Yes | Yes | Yes | Yes | Yes | No | No | No | No | Rack | 1 U | Managed | 1 | AMD EPYC 7713P 64-Core Processor | 1 | 1 | 2000 | 64 | 2 | 255700 | 8 | 8 x Micron 32GB/DDR4/3200MHz(2Rx4 R-DIMM)PC4-3200AA | 2 |  |  | 1 | Standard | 500 | Microsoft Corporation Microsoft Windows Server 2019 Datacenter | 10.0.17763 | OpenJDK | 11.0.9.1+1-LTS | AMD_EPYC_Win_OJDK11_1 | 32.45 | 35.509 | 59.775 | 44.647 | 37.369 | 705.099 | 30.9 | 26.018 | 41.016 | 31.849 | 170.336 | 61.3 | 95352.2 | 95384.031 | 13.775 | 325.717 | 71575.647 | 10.337 | 274.636 | 47730.72 | 6.893 | 206.348 | 23853.341 | 3.445 | 165.204 | 834591.51 | 834653.221 | 14.145 | 299.848 | 625912.873 | 10.607 | 242.352 | 417322.058 | 7.072 | 202.252 | 208724.608 | 3.537 | 160.629 | 365828.19 | 380450.865 | 23.858 | 305.24 | 274338.487 | 17.204 | 235.253 | 182941.8 | 11.472 | 186.315 | 91382.624 | 5.731 | 157.982 | 210288.94 | 210366.69 | 13.97 | 212.7 | 157820.95 | 10.48 | 186.92 | 105167.04 | 6.99 | 157.61 | 52615.36 | 3.5 | 143.57 | 265995.37 | 266164.17 | 12.74 | 238.91 | 199612.75 | 9.56 | 207.64 | 133006.32 | 6.37 | 170.81 | 66563.99 | 3.19 | 149.57 | 219609.79 | 220532.44 | 225.76 | 218.61 | 164772.08 | 168.68 | 192.12 | 110013.8 | 112.62 | 160.64 | 54826.63 | 56.13 | 144.34 | 4845575.8 | 4839455.95 | 13.666 | 313.83 | 4250369.307 | 12.003 | 288.072 | 3630005.5973 | 10.251 | 254.484 | 3033680.4168 | 8.567 | 213.265 | 2416816.7205 | 6.825 | 189.284 | 1810576.3944 | 5.113 | 171.513 | 1210001.8658 | 3.417 | 156.963 | 606594.4384 | 1.713 | 141.628 | 1547.98 | 1513.46 | 4.47 | 123.77 | 775.3 | 2.29 | 122.26 | 955.44 | 956.6 | 7 | 120.59 | 475.56 | 3.48 | 120.2 | 99.68 | 8.65 | 270.54 | 99.45 | 8.63 | 272.18 | 1803618.89 | 12.18 | 313.34 | 7804724.09 | 52.7 | 309.39 | 115.4 | 59.1 | 32.7 | 73.7 | 61.3 | 230.4 | 0 | 1 | 0 | 0 | 0 | 0 | n+0 |  | 88.85 | 92.87 | 94.52 | 93.7 | Single | 0.99 | 500 | A2 | x | 198 | 2021 |  | #REF! | #REF! | #REF! | #REF! |  | 1 | [5 empty] | BCXC
TGG | BCXD | 2.0.3 | 2021 | TGG199 | High-End | Yes | Yes | Yes | Yes | Yes | Yes | Yes | Yes | Yes | Yes | Yes | Yes | No | No | No | No | Rack | 2 U | Managed | 1 | AMD EPYC 7763 64-Core Processor | 1 | 1 | 2450 | 64 | 2 | 511700 | 8 | 8 x Samsung 64GB/DDR4/3200MHz(2Rx4 R-DIMM)PC4-3200AA-RA2-12-DC1 M393A8G40AB2-CWEBQ | 2 |  |  | 1 | Standard | 500 | Microsoft Corporation Microsoft Windows Server 2019 Datacenter | 10.0.17763 | OpenJDK | 11.0.9.1+1-LTS | AMD_EPYC_Win_OJDK11_1 | 33.373 | 33.207 | 64.232 | 49.863 | 40.821 | 775.275 | 32.503 | 137.965 | 1641.284 | 30.368 | 229.366 | 75.3 | 107964.89 | 108131.803 | 15.616 | 368.965 | 81036.717 | 11.703 | 304.269 | 54074.899 | 7.809 | 237.706 | 26996.48 | 3.899 | 168.095 | 835389.39 | 835449.815 | 14.158 | 317.491 | 626879.267 | 10.624 | 245.238 | 417906.324 | 7.082 | 216.615 | 208729.897 | 3.537 | 183.736 | 432700.26 | 423504.93 | 26.558 | 343.524 | 324464.203 | 20.347 | 272.052 | 216428.388 | 13.572 | 193.389 | 108174.547 | 6.784 | 161.713 | 257923.35 | 258091.61 | 17.14 | 247.99 | 193378.12 | 12.84 | 215.22 | 128981.25 | 8.57 | 169.22 | 64435.86 | 4.28 | 144.56 | 321587.63 | 324972.49 | 15.56 | 283.72 | 241212.62 | 11.55 | 240.62 | 160753.3 | 7.7 | 183.79 | 80328.67 | 3.85 | 152.65 | 267021 | 268448.05 | 274.81 | 257.6 | 200211 | 204.96 | 222.68 | 133430.62 | 136.59 | 173.52 | 66860.38 | 68.45 | 146.44 | 5614646.45 | 5600048.91 | 15.814 | 349.12 | 4919475.034 | 13.892 | 332.191 | 4208271.0486 | 11.884 | 301.819 | 3504295.7166 | 9.896 | 267.929 | 2809881.4179 | 7.935 | 213.084 | 2110509.5464 | 5.96 | 176.689 | 1403701.3158 | 3.964 | 156.712 | 699371.8715 | 1.975 | 138.791 | 7942.56 | 8108.81 | 23.96 | 123.37 | 3971.63 | 11.73 | 119.72 | 38444.92 | 38823.65 | 284.24 | 123.82 | 19222.76 | 140.73 | 119.93 | 99.99 | 8.68 | 283.76 | 100.04 | 8.68 | 288.01 | 1805800 | 12.19 | 334.02 | 11292461.81 | 76.25 | 332.44 | 113.8 | 62.3 | 475.9 | 83.5 | 75.3 | 230.1 | 0 | 1 | 0 | 0 | 0 | 0 | n+0 |  | 0.888 | 0.929 | 0.945 | 0.937 | Single | 0.99 | 500 | A2 | x | 199 | 2021 |  | #REF! | #REF! | #REF! | #REF! |  | 1 | [5 empty] | BCXD
TGG | BCXD | 2.0.3 | 2021 | TGG200 | Low-End | Yes | Yes | Yes | Yes | Yes | Yes | Yes | Yes | Yes | Yes | Yes | Yes | No | No | No | No | Rack | 2 U | Managed | 1 | AMD EPYC 7232P 8-Core Processor | 1 | 1 | 3100 | 8 | 2 | 63700 | 8 | 8 x Micron 8GB/DDR4/3200MHz(1Rx8 R-DIMM)PC4-3200AA-RD1-12 | 2 |  |  | 1 | Standard | 500 | Microsoft Corporation Microsoft Windows Server 2019 Standard | 10.0.17763 | OpenJDK | 11.0.9.1+1-LTS | AMD_EPYC_Win_OJDK11_1 | 15.08 | 25.815 | 26.127 | 14.913 | 14.163 | 269.489 | 13.096 | 15.813 | 35.578 | 32.086 | 55.241 | 29.7 | 19044.56 | 19134.851 | 2.763 | 126 | 14333.457 | 2.07 | 111.601 | 9550.306 | 1.379 | 93.184 | 4775.007 | 0.69 | 80.297 | 301773.83 | 303223.807 | 5.139 | 133.168 | 226293.32 | 3.835 | 119.434 | 150962.952 | 2.558 | 102.309 | 75408.131 | 1.278 | 89.154 | 76999.53 | 75195.926 | 4.716 | 133.146 | 57743.885 | 3.621 | 112.511 | 38499.42 | 2.414 | 89.468 | 19261.998 | 1.208 | 79.738 | 34878.12 | 35003.6 | 2.33 | 96.79 | 26153.58 | 1.74 | 91.85 | 17469.2 | 1.16 | 81.27 | 8709.3 | 0.58 | 75.84 | 48158.7 | 48403.69 | 2.32 | 104.86 | 36133.66 | 1.73 | 97.9 | 24027.46 | 1.15 | 83.54 | 12032.04 | 0.58 | 76.99 | 42248.47 | 42459 | 43.47 | 102.47 | 31688.28 | 32.44 | 96.15 | 21115.16 | 21.62 | 83.16 | 10578.84 | 10.83 | 76.37 | 925464.58 | 924988.59 | 2.612 | 123.79 | 812767.426 | 2.295 | 116.36 | 694060.1864 | 1.96 | 107.305 | 575786.6648 | 1.626 | 96.478 | 461054.2667 | 1.302 | 86.938 | 345259.5315 | 0.975 | 80.866 | 231943.5827 | 0.655 | 77.404 | 116857.0722 | 0.33 | 74.715 | 552.27 | 549.58 | 1.62 | 72.76 | 273.81 | 0.81 | 72.21 | 496.86 | 484.46 | 3.55 | 71.99 | 251.36 | 1.84 | 71.63 | 45.79 | 3.97 | 123.54 | 45.71 | 3.97 | 124 | 520865.01 | 3.52 | 132.28 | 1049123.21 | 7.08 | 128.24 | 71.9 | 25.8 | 23.7 | 42.1 | 29.7 | 230.2 | 0 | 1 | 0 | 0 | 0 | 0 | n+0 |  | 0.888 | 0.929 | 0.945 | 0.937 | Single | 0.99 | 500 | A2 | x | 200 | 2021 |  | #REF! | #REF! | #REF! | #REF! |  | 1 |  | TGG63 |  |  |  | BCXD | AJAG
TGG | BCXD | 2.0.3 | 2021 | TGG201 | Typical | Yes | Yes | Yes | Yes | Yes | Yes | Yes | Yes | Yes | Yes | Yes | Yes | No | No | No | No | Rack | 2 U | Managed | 1 | AMD EPYC 7713P 64-Core Processor | 1 | 1 | 2000 | 64 | 2 | 255700 | 8 | 8 x Micron 32GB/DDR4/3200MHz(2Rx8 R-DIMM)MTA36ASF4G72PZ-3G2E2TG | 2 |  |  | 1 | Standard | 500 | Microsoft Corporation Microsoft Windows Server 2019 Datacenter | 10.0.17763 | OpenJDK | 11.0.9.1+1-LTS | AMD_EPYC_Win_OJDK11_1 | 31.105 | 33.182 | 59.097 | 43.921 | 36.705 | 692.817 | 29.616 | 12.29 | 21.311 | 31.303 | 167.058 | 57.7 | 94916.44 | 94913.567 | 13.707 | 324.94 | 71201.789 | 10.283 | 278.8 | 47505.529 | 6.861 | 231.484 | 23692.637 | 3.422 | 168.533 | 833741.92 | 834212.296 | 14.137 | 304.826 | 625272.339 | 10.596 | 251.303 | 416862.953 | 7.065 | 220.398 | 208362.868 | 3.531 | 182.57 | 365080.27 | 378031.566 | 23.706 | 302.976 | 273876.249 | 17.175 | 235.758 | 182540.237 | 11.447 | 189.305 | 91264.298 | 5.723 | 161.73 | 209824.16 | 209749.19 | 13.93 | 214.34 | 157286.28 | 10.45 | 190.28 | 104737.41 | 6.96 | 160.82 | 52534.74 | 3.49 | 144.72 | 264840.16 | 265520.89 | 12.71 | 239.7 | 198663.38 | 9.51 | 209.86 | 132413.85 | 6.34 | 174.68 | 66137.72 | 3.17 | 152.18 | 219055.77 | 219653.37 | 224.86 | 220.1 | 164217.91 | 168.11 | 195.62 | 109622.64 | 112.22 | 163.84 | 54832.13 | 56.13 | 146.51 | 4807836.89 | 4798924.01 | 13.552 | 318.87 | 4200258.221 | 11.861 | 296.232 | 3612654.0927 | 10.202 | 271.312 | 3007476.1036 | 8.493 | 236.828 | 2399111.1035 | 6.775 | 195.649 | 1805618.8217 | 5.099 | 175.502 | 1196545.5969 | 3.379 | 158.047 | 600220.4163 | 1.695 | 141.306 | 727.09 | 722.15 | 2.13 | 122.85 | 359.55 | 1.06 | 122.16 | 498.16 | 495.49 | 3.63 | 121.91 | 249.83 | 1.83 | 119.84 | 99.53 | 8.64 | 274.84 | 99.71 | 8.66 | 277.67 | 1799830.16 | 12.15 | 317.71 | 7794726.47 | 52.63 | 315.06 | 117.4 | 57.3 | 16.2 | 72.3 | 57.7 | 230.8 | 0 | 1 | 0 | 0 | 0 | 0 | n+0 |  | 0.888 | 0.929 | 0.945 | 0.937 | Single | 0.99 | 500 | A2 | x | 201 | 2021 |  | #REF! | #REF! | #REF! | #REF! |  | 1 | [5 empty] | BCXD
TGG | BCXE | 2.0.3 | 2021 | TGG202 | Typical | Yes | Yes | Yes | Yes | Yes | Yes | Yes | Yes | Yes | Yes | Yes | Yes | No | No | No | Yes | Rack | 1 U | Managed | 1 | Intel(R) Xeon(R) Gold 6338 CPU | 2 | 1 | 2000 | 32 | 2 | 127700 | 8 | 8 x Micron 16GB/DDR4/3200MHz(2Rx8 R-DIMM)PC4-3200AA-RE2-12 | 2 |  |  | 1 | Standard | 800 | Microsoft Corporation Microsoft Windows Server 2019 Standard | 10.0.17763 | OpenJDK | 11.0.2+9 | Intel_Win_HS18_5 | 22.237 | 28.855 | 35.297 | 17.755 | 14.746 | 194.989 | 20.607 | 26.209 | 49.453 | 30.552 | 153.7 | 39.1 | 71136.76 | 70726.475 | 10.214 | 330.608 | 53300.18 | 7.697 | 316.916 | 35495.124 | 5.126 | 234.584 | 17752.542 | 2.564 | 171.915 | 801067.79 | 800363.624 | 13.564 | 332.856 | 600782.154 | 10.181 | 313.102 | 400645.591 | 6.79 | 258.464 | 200262.682 | 3.394 | 170.417 | 236203.05 | 237282.699 | 14.88 | 313.463 | 177105.989 | 11.106 | 263.752 | 118041.016 | 7.402 | 215.576 | 58995.653 | 3.7 | 163.591 | 107483.08 | 107495.56 | 7.14 | 311.18 | 80571.17 | 5.35 | 287.98 | 53741.63 | 3.57 | 180.74 | 26849.24 | 1.78 | 151.08 | 141046.84 | 140915.49 | 6.75 | 316.1 | 105847.99 | 5.07 | 316.12 | 70490.26 | 3.38 | 258.65 | 35195.28 | 1.69 | 159.12 | 80742.88 | 80805.98 | 82.72 | 318.58 | 60665.39 | 62.1 | 314.3 | 40346.71 | 41.3 | 193.03 | 20204.28 | 20.68 | 157.07 | 3563054.81 | 3554566.52 | 10.038 | 320.06 | 3111133.873 | 8.786 | 317.702 | 2679922.1891 | 7.568 | 307.65 | 2228428.9556 | 6.293 | 273.348 | 1781539.1825 | 5.031 | 206.247 | 1342439.8809 | 3.791 | 185.654 | 891654.8721 | 2.518 | 164.938 | 444410.9867 | 1.255 | 144.19 | 1529.21 | 1499.76 | 4.43 | 120.93 | 766.51 | 2.27 | 120.8 | 1141.76 | 1133.82 | 8.3 | 117.67 | 566.25 | 4.15 | 119.58 | 119.35 | 10.36 | 343.56 | 120.86 | 10.49 | 338.92 | 1980919.52 | 13.38 | 329.78 | 7154564.19 | 48.31 | 314.32 | 108.8 | 30.4 | 36 | 68.5 | 39.1 | 230.3 | 2 | 2 | 0 | 0 | 0 | 0 | n+0 |  | 0.89 | 0.93 | 0.94 | 0.93 | Single | 0.99 | 800 | A2 | x | 202 | 2021 |  | #REF! | #REF! | #REF! | #REF! |  | 1 | [5 empty] | BCXE
TGG | BCXE | 2.0.3 | 2021 | TGG203 | Low-End | Yes | Yes | Yes | Yes | Yes | Yes | Yes | Yes | Yes | Yes | Yes | Yes | No | No | No | No | Rack | 1 U | Managed | 1 | Intel(R) Xeon(R) Silver 4309Y CPU @ 2.80GHz | 1 | 2 | 2800 | 8 | 2 | 63700 | 8 | 8 x Micron 8GB/DDR4/3200MHz(1Rx8 R-DIMM)PC4-3200AA-RD1-12 | 2 |  |  | 1 | Standard | 800 | Microsoft Corporation Microsoft Windows Server 2019 Datacenter | 10.0.17763 | OpenJDK | 11.0.9.1+1-LTS | Intel_Win_HS18_5 | 13.068 | 21.722 | 20.002 | 10.936 | 9.504 | 117.417 | 11.933 | 14.722 | 42.69 | 32.801 | 66.658 | 25.1 | 21631.84 | 21779.303 | 3.145 | 175.91 | 16276.129 | 2.351 | 159.292 | 10827.462 | 1.564 | 117.28 | 5435.65 | 0.785 | 94.679 | 319318.91 | 322535.88 | 5.466 | 176.129 | 239642.011 | 4.061 | 174.614 | 159615.506 | 2.705 | 123.126 | 79840.069 | 1.353 | 96.365 | 73370.05 | 73346.789 | 4.6 | 170.214 | 55014.408 | 3.45 | 135.875 | 36697.81 | 2.301 | 121.671 | 18342.583 | 1.15 | 93.256 | 37669.32 | 37672.78 | 2.5 | 166.59 | 28269.92 | 1.88 | 160.54 | 18804.17 | 1.25 | 105.66 | 9412.03 | 0.63 | 90.75 | 46374.23 | 46373.75 | 2.22 | 168.52 | 34790.61 | 1.67 | 165.04 | 23176.27 | 1.11 | 110.31 | 11617.64 | 0.56 | 91.2 | 26791.24 | 26342.81 | 26.97 | 170.82 | 20057.69 | 20.53 | 163.2 | 13389.24 | 13.71 | 108.11 | 6722.24 | 6.88 | 91.17 | 1133908.95 | 1135676.32 | 3.207 | 171.3 | 990080.194 | 2.796 | 170.489 | 851994.29 | 2.406 | 162.888 | 709287.017 | 2.003 | 123.93 | 567287.9687 | 1.602 | 115.048 | 423518.3586 | 1.196 | 106.704 | 282227.535 | 0.797 | 98.767 | 140228.4866 | 0.396 | 89.011 | 542.97 | 539.54 | 1.59 | 80.14 | 272.65 | 0.81 | 73.94 | 633.7 | 633.55 | 4.64 | 80.61 | 315.52 | 2.31 | 72.94 | 67.32 | 5.84 | 175.99 | 66.1 | 5.74 | 177.08 | 647785 | 4.37 | 172.44 | 1676122.19 | 11.32 | 169.79 | 71.9 | 18.8 | 25.1 | 46.8 | 25.1 | 230.7 | 0 | 1 | 0 | 0 | 0 | 0 | n+0 |  | 0.89 | 0.93 | 0.94 | 0.93 | Single | 0.99 | 800 | A2 | x | 203 | 2021 |  | #REF! | #REF! | #REF! | #REF! |  | 2 | [5 empty] | BCXE
TGG | BCXE | 2.0.3 | 2021 | TGG204 | Low-End | Yes | Yes | Yes | Yes | Yes | Yes | Yes | Yes | Yes | Yes | Yes | Yes | No | No | No | No | Rack | 1 U | Managed | 1 | Intel(R) Xeon(R) Silver 4309Y CPU @ 2.80GHz | 2 | 2 | 2800 | 8 | 2 | 127700 | 16 | 16 x Micron 8GB/DDR4/3200MHz(1Rx8 R-DIMM)PC4-3200AA-RD1-12 | 2 |  |  | 1 | Standard | 800 | Microsoft Corporation Microsoft Windows Server 2019 Datacenter | 10.0.17763 | OpenJDK | 11.0.9.1+1-LTS | Intel_Win_HS18_5 | 13.055 | 21.338 | 19.961 | 12.045 | 10.108 | 124.925 | 11.862 | 8.359 | 24.679 | 35.175 | 100.31 | 26.7 | 40428.03 | 40412.607 | 5.836 | 312.706 | 30318.737 | 4.379 | 297.88 | 20215.51 | 2.919 | 216.031 | 10090.886 | 1.457 | 185.993 | 564845.28 | 565963.178 | 9.591 | 315.67 | 423518.731 | 7.177 | 312.035 | 282398.544 | 4.786 | 225.152 | 141368.657 | 2.396 | 171.688 | 138401.89 | 138992.111 | 8.716 | 298.448 | 103937.976 | 6.518 | 292.906 | 69217.221 | 4.341 | 226.983 | 34570.645 | 2.168 | 169.711 | 74526.61 | 74515.16 | 4.95 | 296.4 | 55883.01 | 3.71 | 276.01 | 37288.24 | 2.48 | 196.63 | 18647.65 | 1.24 | 166.42 | 90856.13 | 91021.49 | 4.36 | 299.39 | 68116.79 | 3.26 | 295.68 | 45427.98 | 2.18 | 206.62 | 22693.59 | 1.09 | 175.89 | 52470.48 | 52525.66 | 53.77 | 299.25 | 39352.52 | 40.29 | 296.33 | 26238.37 | 26.86 | 204.71 | 13139.48 | 13.45 | 177.01 | 2110771.86 | 2117238.3 | 5.979 | 307.21 | 1847241.963 | 5.217 | 305.076 | 1581111.5981 | 4.465 | 290.801 | 1316235.5678 | 3.717 | 275.464 | 1054900.6609 | 2.979 | 214.578 | 789316.4059 | 2.229 | 197.494 | 527981.4989 | 1.491 | 182.358 | 260626.6822 | 0.736 | 165.878 | 542.22 | 535.64 | 1.58 | 141.58 | 271.3 | 0.8 | 128.23 | 630.38 | 629.32 | 4.61 | 137.96 | 315.02 | 2.31 | 126.47 | 128.66 | 11.17 | 317.13 | 128.32 | 11.14 | 317.05 | 1235193.08 | 8.34 | 307.57 | 4540750.96 | 30.66 | 305.66 | 128.9 | 19.3 | 14.4 | 59.4 | 26.7 | 230.3 | 0 | 1 | 0 | 0 | 0 | 0 | n+0 |  | 0.89 | 0.93 | 0.94 | 0.93 | Single | 0.99 | 800 | A2 | x | 204 | 2021 |  | #REF! | #REF! | #REF! | #REF! |  | 2 | [5 empty] | BCXE
TGG | BCXE | 2.0.3 | 2021 | TGG205 | High-End | Yes | Yes | Yes | Yes | Yes | Yes | Yes | Yes | Yes | Yes | Yes | Yes | No | No | No | No | Rack | 1 U | Managed | 1 | Intel(R) Xeon(R) Platinum 8380 CPU @ 2.30GHz | 1 | 2 | 2300 | 40 | 2 | 255700 | 8 | 8 x Micron 32GB/DDR4/3200MHz(2Rx4 R-DIMM) PC4-3200AA-RB2-12 | 2 |  |  | 1 | Standard | 800 | Microsoft Corporation Microsoft Windows Server 2019 Standard | 10.0.17763 | Oracle Corporation | 1.8.0_121-b13 | Intel_Win_HS18_5 | 24.856 | 28.143 | 37.251 | 22.47 | 19.283 | 242.118 | 23.218 | 99.31 | 297.219 | 29.442 | 131.62 | 45 | 96381.14 | 96208.683 | 13.894 | 444.033 | 72360.806 | 10.45 | 370.136 | 48131.371 | 6.951 | 296.238 | 24107.598 | 3.482 | 189.059 | 881398.55 | 881269.287 | 14.935 | 444.253 | 661263.19 | 11.206 | 343.491 | 440664.781 | 7.468 | 287.788 | 220475.713 | 3.736 | 169.511 | 308349.89 | 308276.857 | 19.332 | 416.781 | 231241.219 | 14.501 | 391.326 | 154144.541 | 9.666 | 245.175 | 77157.267 | 4.839 | 170.277 | 155135.58 | 155130.75 | 10.3 | 397.61 | 116393.79 | 7.73 | 343.78 | 77520.95 | 5.15 | 198.17 | 38758.37 | 2.57 | 152.87 | 202334.12 | 202354.63 | 9.69 | 418.54 | 151798.2 | 7.27 | 396.28 | 101095.77 | 4.84 | 220.87 | 50617.82 | 2.42 | 163.07 | 118652.24 | 118738.67 | 121.55 | 432.04 | 88986.75 | 91.1 | 400.52 | 59359.69 | 60.77 | 211.59 | 29589 | 30.29 | 161.98 | 4464007.41 | 4459593.76 | 12.594 | 414.63 | 3913797.808 | 11.052 | 409.854 | 3348840.3994 | 9.457 | 342.229 | 2793238.1379 | 7.888 | 265.339 | 2230553.6297 | 6.299 | 229.01 | 1676367.8176 | 4.734 | 201.645 | 1117932.6574 | 3.157 | 173.845 | 553123.4751 | 1.562 | 146.028 | 8517.67 | 8636.25 | 25.52 | 183.24 | 4264.04 | 12.6 | 177.88 | 10417.07 | 10301.76 | 75.42 | 182.49 | 5199.72 | 38.07 | 178.09 | 141.97 | 12.32 | 419.31 | 141.67 | 12.3 | 416.95 | 1726962.27 | 11.66 | 439.87 | 8151051.19 | 55.04 | 418.17 | 102.6 | 34.9 | 171.8 | 62.3 | 45 | 231.4 | 0 | 1 | 0 | 0 | 0 | 0 | n+0 |  | 0.89 | 0.93 | 0.94 | 0.93 | Single | 0.99 | 800 | A2 | x | 205 | 2021 |  | #REF! | #REF! | #REF! | #REF! |  | 2 | [5 empty] | BCXE
TGG | BCXE | 2.0.3 | 2021 | TGG206 | High-End | Yes | Yes | Yes | Yes | Yes | Yes | Yes | Yes | Yes | Yes | Yes | Yes | No | No | No | No | Rack | 1 U | Managed | 1 | Intel(R) Xeon(R) Platinum 8380 CPU @ 2.30GHz | 2 | 2 | 2300 | 40 | 2 | 511700 | 16 | 16 x Micron 32GB/DDR4/3200MHz(2Rx4 R-DIMM) PC4-3200AA-RB2-12 | 2 |  |  | 2 | Redundant | 800 | Microsoft Corporation Microsoft Windows Server 2019 Standard | 10.0.17763 | Oracle Corporation | 1.8.0_121-b13 | Intel_Win_HS18_5 | 25.532 | 29.663 | 38.904 | 23.269 | 19.843 | 249.079 | 23.692 | 51.963 | 172.639 | 30.378 | 187.175 | 47.3 | 187999.05 | 187355.177 | 27.057 | 838.556 | 140912.662 | 20.35 | 714.283 | 93943.816 | 13.567 | 556.086 | 46905.38 | 6.774 | 357.515 | 1752038.3 | 1750678.752 | 29.668 | 833.486 | 1314081.016 | 22.269 | 664.364 | 875803.99 | 14.842 | 536.342 | 437867.245 | 7.42 | 316.447 | 602622.6 | 606411.585 | 38.028 | 782.411 | 452032.995 | 28.347 | 717.117 | 301276.404 | 18.893 | 466.139 | 150495.84 | 9.438 | 320.817 | 310397.48 | 310321.6 | 20.61 | 777.7 | 232781.95 | 15.46 | 674.31 | 155103.42 | 10.3 | 382.63 | 77605.39 | 5.15 | 287.61 | 393703.3 | 393506.35 | 18.84 | 783.01 | 295198.6 | 14.13 | 745.99 | 196899.06 | 9.43 | 427.21 | 98526.1 | 4.72 | 306.06 | 230212.89 | 230489.33 | 235.95 | 797.15 | 172488.82 | 176.58 | 760.26 | 115166.53 | 117.9 | 408.26 | 57643.48 | 59.01 | 304.37 | 8672888.62 | 8680261.44 | 24.513 | 794.53 | 7603532.232 | 21.472 | 786.119 | 6510709.4832 | 18.386 | 662.075 | 5424292.8241 | 15.318 | 510.039 | 4343896.0748 | 12.267 | 440.121 | 3256062.9663 | 9.195 | 383.775 | 2169646.3072 | 6.127 | 326.61 | 1082521.4234 | 3.057 | 271.12 | 8148.83 | 8234.97 | 24.33 | 336.38 | 4074.45 | 12.04 | 322.48 | 11101.08 | 11028.5 | 80.74 | 335.13 | 5545.79 | 40.6 | 328.22 | 289.05 | 25.09 | 826.45 | 288.99 | 25.09 | 825.3 | 3355354.82 | 22.66 | 845.91 | 22630860.08 | 152.81 | 816.42 | 174 | 36.1 | 94.7 | 75.4 | 47.3 | 231.2 | 0 | 1 | 0 | 0 | 0 | 0 | n+0 |  | 0.89 | 0.93 | 0.94 | 0.93 | Single | 0.99 | 800 | A2 | x | 206 | 2021 |  | #REF! | #REF! | #REF! | #REF! |  | 2 | [5 empty] | BCXE
TGG | BCXE | 2.0.3 | 2021 | TGG207 | Typical | Yes | Yes | Yes | Yes | Yes | Yes | Yes | Yes | Yes | Yes | Yes | Yes | No | No | No | No | Rack | 1 U | Managed | 1 | Intel(R) Xeon(R) Gold 6338 CPU | 2 | 2 | 2000 | 32 | 2 | 255700 | 16 | 16 x Micron 16GB/DDR4/3200MHz(2Rx8 R-DIMM)PC4-3200AA-RE2-12 | 2 |  |  | 1 | Standard | 800 | Microsoft Corporation Microsoft Windows Server 2019 Standard | 10.0.17763 | OpenJDK | 11.0.2+9 | Intel_Win_HS18_5 | 24.003 | 31.188 | 35.8 | 19.998 | 17.74 | 219.152 | 22.37 | 16.363 | 29.306 | 36.619 | 228.323 | 44.3 | 137548.14 | 136912.13 | 19.772 | 607.133 | 102989.763 | 14.873 | 565.186 | 68653.386 | 9.915 | 419.875 | 34356.283 | 4.962 | 302.505 | 1551446.98 | 1550089.464 | 26.269 | 616.825 | 1163659.188 | 19.72 | 568.081 | 776048.362 | 13.152 | 466.181 | 387789.329 | 6.572 | 289.705 | 447203.58 | 445992.745 | 27.968 | 578.008 | 335483.066 | 21.038 | 561.122 | 223635.86 | 14.024 | 388.067 | 111941.618 | 7.02 | 280.186 | 214419.86 | 214483.41 | 14.25 | 564.2 | 160845.36 | 10.68 | 520.02 | 107260 | 7.12 | 320.66 | 53547.4 | 3.56 | 256.21 | 284173.53 | 284754.31 | 13.63 | 578.93 | 213043.49 | 10.2 | 573.21 | 141970.26 | 6.8 | 358.73 | 71022.34 | 3.4 | 272.62 | 163592.6 | 163772.92 | 167.65 | 580.41 | 122716.49 | 125.63 | 572.96 | 81899.22 | 83.84 | 351.28 | 40905.75 | 41.88 | 274.41 | 6970037.7 | 6980406.05 | 19.712 | 597.77 | 6109217.944 | 17.252 | 592.161 | 5222094.678 | 14.747 | 548.141 | 4366205.1522 | 12.33 | 507.694 | 3480216.0775 | 9.828 | 372.894 | 2621139.5407 | 7.402 | 331.262 | 1745419.7239 | 4.929 | 289.07 | 870408.1317 | 2.458 | 247.018 | 1537.91 | 1529.4 | 4.52 | 202.57 | 767.11 | 2.27 | 188.83 | 1127.09 | 1094.99 | 8.02 | 204.35 | 565.13 | 4.14 | 188.99 | 267.12 | 23.19 | 637.04 | 267.68 | 23.24 | 630.69 | 3863811.18 | 26.09 | 603.24 | 19787373.87 | 133.61 | 585.19 | 181.9 | 33.4 | 21.9 | 91.4 | 44.3 | 229.7 | 0 | 1 | 0 | 0 | 0 | 0 | n+0 |  | 0.89 | 0.93 | 0.94 | 0.93 | Single | 0.99 | 800 | A2 | x | 207 | 2021 |  | #REF! | #REF! | #REF! | #REF! |  | 2 | [5 empty] | BCXE
TGG | BCXF | 2.0.3 | 2021 | TGG208 | Low-End | Yes | Yes | Yes | Yes | Yes | Yes | Yes | Yes | Yes | Yes | Yes | Yes | No | No | No | No | Rack | 1 U | Managed | 1 | AMD EPYC 7262 8-Core Processor | 2 | 1 | 3200 | 8 | 2 | 63700 | 8 | 8 x Micron 8GB/DDR4/3200MHz(1Rx8 R-DIMM)PC4-3200AA-RD1-12 | 2 |  |  | 1 | Standard | 800 | Microsoft Corporation Microsoft Windows Server 2019 Standard | 10.0.17763 | OpenJDK | 11.0.2+9 | AMD_EPYC_Win_OJDK11_1 | 14.113 | 24.942 | 24.095 | 14.07 | 13.099 | 246.823 | 15.919 | 17.218 | 28.827 | 40.573 | 80.913 | 31.9 | 18863.6 | 18887.961 | 2.728 | 132.574 | 14172.052 | 2.047 | 115.423 | 9449.073 | 1.365 | 97.089 | 4717.769 | 0.681 | 88.061 | 330877.72 | 331104.332 | 5.611 | 157.715 | 248210.488 | 4.206 | 140.749 | 165468.802 | 2.804 | 116.667 | 82753.252 | 1.402 | 92.61 | 77101.31 | 76102.185 | 4.772 | 149.256 | 57772.623 | 3.623 | 120.249 | 38592.23 | 2.42 | 96.54 | 19281.85 | 1.209 | 86.628 | 37049.28 | 37125.33 | 2.47 | 112.74 | 27829.65 | 1.85 | 103.95 | 18595.83 | 1.24 | 89.47 | 9276.92 | 0.62 | 84.39 | 49853.81 | 49957.94 | 2.39 | 119.95 | 37418.77 | 1.79 | 110.36 | 24902.36 | 1.19 | 91.59 | 12449.43 | 0.6 | 85.29 | 43548.23 | 43443.3 | 44.47 | 118.97 | 32716.98 | 33.49 | 108.97 | 21831.19 | 22.35 | 91.28 | 10913.75 | 11.17 | 84.68 | 1282768.08 | 1299185.63 | 3.669 | 134.86 | 1124504.583 | 3.176 | 127.774 | 963185.5648 | 2.72 | 121.904 | 801002.1131 | 2.262 | 111.488 | 639172.7737 | 1.805 | 101.748 | 483009.2318 | 1.364 | 94.72 | 320117.5554 | 0.904 | 89.883 | 160058.7777 | 0.452 | 86.276 | 639.36 | 647.32 | 1.91 | 83.03 | 320.31 | 0.95 | 73.53 | 376.74 | 392.7 | 2.88 | 70.27 | 188.08 | 1.38 | 67.8 | 72.41 | 6.29 | 157.17 | 73.46 | 6.38 | 154.91 | 646784.01 | 4.37 | 135.86 | 1680355.56 | 11.35 | 140.23 | 64.3 | 25 | 22.3 | 57.3 | 31.9 | 230.9 | 0 | 1 | 0 | 0 | 0 | 0 | n+0 |  | 0.89 | 0.93 | 0.94 | 0.93 | Single | 1 | 800 | A2 | x | 2 | 2021 | 0 | #REF! | #REF! | #REF! | #REF! |  | 1 |  | TGG132 |  |  |  | BCXF | AJEF
TGG | BCXF | 2.0.3 | 2021 | TGG209 | Low-End | Yes | Yes | Yes | Yes | Yes | Yes | Yes | Yes | Yes | Yes | Yes | Yes | No | No | No | No | Rack | 1 U | Managed | 1 | AMD EPYC 7262 8-Core Processor | 2 | 2 | 3200 | 8 | 2 | 127700 | 16 | 16 x Micron 8GB/DDR4/3200MHz(1Rx8 R-DIMM)PC4-3200AA-RD1-12 | 2 |  |  | 1 | Standard | 800 | Microsoft Corporation Microsoft Windows Server 2019 Standard | 10.0.17763 | OpenJDK | 11.0.2+9 | AMD_EPYC_Win_OJDK11_1 | 15.595 | 26.883 | 26.859 | 15.525 | 14.68 | 274.324 | 17.658 | 10.455 | 19.003 | 42.793 | 124.891 | 35.8 | 37986.29 | 37822.06 | 5.462 | 241.388 | 28457.49 | 4.11 | 211.315 | 19038.919 | 2.75 | 176.854 | 9510.341 | 1.373 | 158.872 | 665766.45 | 664253.219 | 11.257 | 309.454 | 499559.198 | 8.466 | 263.236 | 332946.765 | 5.642 | 212.18 | 166476.81 | 2.821 | 168.046 | 155321.32 | 153303.755 | 9.614 | 271.487 | 116447.895 | 7.302 | 216.088 | 77734.241 | 4.875 | 174.699 | 38849.605 | 2.436 | 156.302 | 73885.97 | 73855.62 | 4.91 | 202.34 | 55383.75 | 3.68 | 188.54 | 36931.69 | 2.45 | 161.74 | 18465.46 | 1.23 | 151.43 | 101170.93 | 101181.43 | 4.84 | 217.76 | 75859.47 | 3.63 | 200.41 | 50691.63 | 2.43 | 166.45 | 25329.61 | 1.21 | 153.5 | 87296.58 | 87858.79 | 89.94 | 215.57 | 65409.26 | 66.96 | 196.24 | 43599.84 | 44.63 | 164.91 | 21851.78 | 22.37 | 152.2 | 2602855 | 2622837.06 | 7.407 | 247.35 | 2277400.004 | 6.431 | 241.73 | 1958241.2402 | 5.53 | 224.325 | 1627854.427 | 4.597 | 205.233 | 1298529.9508 | 3.667 | 185.6 | 979474.7324 | 2.766 | 171.544 | 655461.9413 | 1.851 | 162.041 | 325075.1281 | 0.918 | 155.354 | 662.38 | 647.57 | 1.91 | 136.33 | 330.54 | 0.98 | 125.38 | 402.36 | 407.28 | 2.98 | 111.66 | 201.19 | 1.47 | 108.93 | 144.99 | 12.59 | 296.69 | 145.64 | 12.64 | 292.86 | 1298318.31 | 8.77 | 241.63 | 4726907.85 | 31.92 | 255.57 | 100.8 | 27.7 | 14.1 | 73.1 | 35.8 | 230.7 | 0 | 1 | 0 | 0 | 0 | 0 | n+0 |  | 0.89 | 0.93 | 0.94 | 0.93 | Single | 1 | 800 | A2 | x | 2 | 2021 | 0 | #REF! | #REF! | #REF! | #REF! |  | 2 |  | TGG133 |  |  |  | BCXF | AJEF
TGG | BCXF | 2.0.3 | 2021 | TGG210 | High-End | Yes | Yes | Yes | Yes | Yes | Yes | Yes | Yes | Yes | Yes | Yes | Yes | No | No | No | No | Rack | 1 U | Managed | 1 | AMD EPYC 7763 64-Core Processor | 2 | 1 | 2450 | 64 | 2 | 511700 | 8 | 8 x Micron 64GB/DDR4/3200MHz(2Rx4 R-DIMM)PC4-3200AA-RB3-12 | 2 |  |  | 1 | Standard | 800 | Microsoft Corporation Microsoft Windows Server 2019 Standard | 10.0.17763 | OpenJDK | 11.0.9.1+1-LTS | AMD_EPYC_Win_OJDK11_1 | 31.868 | 31.726 | 59.235 | 46.761 | 38.273 | 726.56 | 32.857 | 229.38 | 1915.697 | 28.425 | 214.049 | 72.6 | 110968.48 | 111078.717 | 16.042 | 413.948 | 83198.191 | 12.015 | 333.478 | 55458.41 | 8.009 | 249.297 | 27755.236 | 4.008 | 174.324 | 838109.68 | 837250.842 | 14.189 | 339.348 | 628669.62 | 10.654 | 254.165 | 419299.76 | 7.106 | 225.851 | 209598.742 | 3.552 | 193.338 | 427495.64 | 431621.177 | 27.067 | 383.265 | 320770.852 | 20.115 | 305.497 | 213798.521 | 13.407 | 202.232 | 107027.485 | 6.712 | 168.055 | 257879.23 | 257883.24 | 17.13 | 269.96 | 193496.82 | 12.85 | 230 | 129003.26 | 8.57 | 176.69 | 64516.71 | 4.29 | 154.06 | 325573.7 | 325731.72 | 15.6 | 315.52 | 244071.36 | 11.69 | 265.04 | 162792.33 | 7.79 | 192.24 | 81390.33 | 3.9 | 160.44 | 267951.97 | 269693.51 | 276.09 | 281.62 | 200934.37 | 205.7 | 240.68 | 133904.07 | 137.08 | 180.67 | 66922.06 | 68.51 | 156.28 | 6313908.67 | 6287136.06 | 17.755 | 389.39 | 5530913.97 | 15.619 | 367.644 | 4742980.682 | 13.394 | 332.02 | 3947998.4787 | 11.149 | 294.185 | 3164347.8702 | 8.936 | 246.239 | 2360512.8584 | 6.666 | 192.116 | 1581819.8228 | 4.467 | 174.38 | 787545.8442 | 2.224 | 156.399 | 15098.23 | 15234.4 | 45.01 | 142.21 | 7549.47 | 22.31 | 134.18 | 51256.5 | 51496.67 | 377.02 | 140.39 | 25623.97 | 187.6 | 137.27 | 100.61 | 8.73 | 307.58 | 101.44 | 8.81 | 309.43 | 1824416.4 | 12.32 | 360.69 | 11419575.13 | 77.11 | 360.24 | 96.4 | 59.2 | 662.9 | 78 | 72.6 | 230.1 | 0 | 1 | 0 | 0 | 0 | 0 | n+0 |  | 0.89 | 0.93 | 0.94 | 0.93 | Single | 1 | 800 | A2 | x | 210 | 2021 |  | #REF! | #REF! | #REF! | #REF! |  | 1 | [5 empty] | BCXF
TGG | BCXF | 2.0.3 | 2021 | TGG211 | High-End | Yes | Yes | Yes | Yes | Yes | Yes | Yes | Yes | Yes | Yes | Yes | Yes | No | No | No | No | Rack | 1 U | Managed | 1 | AMD EPYC 7763 64-Core Processor | 2 | 2 | 2450 | 64 | 2 | 1023700 | 16 | 16 x Micron 64GB/DDR4/3200MHz(2Rx4 R-DIMM)PC4-3200AA-RB3-12 | 2 |  |  | 1 | Standard | 800 | Microsoft Corporation Microsoft Windows Server 2019 Standard | 10.0.17763 | OpenJDK | 11.0.9.1+1-LTS | AMD_EPYC_Win_OJDK11_1 | 34.321 | 34.66 | 65.566 | 51.811 | 41.983 | 795.752 | 35.591 | 141.509 | 1126.652 | 28.678 | 318.731 | 79.8 | 221216.1 | 221262.958 | 31.954 | 772.01 | 166003.911 | 23.974 | 618.213 | 110746.273 | 15.994 | 463.581 | 55384.121 | 7.998 | 319.203 | 1672363.36 | 1672190.312 | 28.338 | 639.739 | 1254240.489 | 21.255 | 477.655 | 836420.253 | 14.175 | 415.816 | 417987.872 | 7.084 | 329.803 | 861084.54 | 868808.347 | 54.483 | 696.987 | 645684.566 | 40.491 | 557.894 | 430797.304 | 27.015 | 369.155 | 215343.178 | 13.504 | 303.384 | 515364.83 | 515321.28 | 34.23 | 492.01 | 386570.18 | 25.68 | 418.18 | 257793.05 | 17.12 | 319.4 | 128947.71 | 8.56 | 272.1 | 653726.34 | 653110.17 | 31.27 | 580.55 | 490409.55 | 23.48 | 490.15 | 326842.74 | 15.65 | 351.24 | 163387.59 | 7.82 | 289.42 | 537695.09 | 539123.93 | 551.9 | 519.18 | 403338.02 | 412.9 | 445.53 | 268820.28 | 275.19 | 331.76 | 134517.92 | 137.71 | 280.64 | 12640363.6 | 12594436.08 | 35.566 | 729.58 | 11049835.062 | 31.204 | 686.805 | 9490918.9367 | 26.802 | 623.118 | 7895642.845 | 22.297 | 547.274 | 6319134.7073 | 17.845 | 443.726 | 4738023.1092 | 13.38 | 357.807 | 3165410.2073 | 8.939 | 320.891 | 1578278.6994 | 4.457 | 281.499 | 15091.98 | 15132.61 | 44.71 | 225.79 | 7535.63 | 22.26 | 220.17 | 49512 | 49701.59 | 363.87 | 234.9 | 24801.96 | 181.58 | 221.59 | 200.9 | 17.44 | 606.77 | 201.57 | 17.5 | 611.45 | 3665833.12 | 24.75 | 685.33 | 32276095.05 | 217.94 | 683.78 | 157 | 64.8 | 399.3 | 95.6 | 79.8 | 229.7 | 0 | 1 | 0 | 0 | 0 | 0 | n+0 |  | 0.89 | 0.93 | 0.94 | 0.93 | Single | 1 | 800 | A2 | x | 211 | 2021 |  | #REF! | #REF! | #REF! | #REF! |  | 2 | [5 empty] | BCXF
TGG | BCXF | 2.0.3 | 2021 | TGG212 | Typical | Yes | Yes | Yes | Yes | Yes | Yes | Yes | Yes | Yes | Yes | Yes | Yes | No | No | No | No | Rack | 1 U | Managed | 1 | AMD EPYC 7543 32-Core Processor | 2 | 1 | 2800 | 16 | 2 | 127700 | 8 | 8 x Micron 16GB/DDR4/3200MHz(2Rx8 R-DIMM)PC4-3200AA-RE2-12 | 2 |  |  | 1 | Standard | 800 | Microsoft Corporation Microsoft Windows Server 2019 Standard | 10.0.17763 | OpenJDK | 11.0.2+9 | AMD_EPYC_Win_OJDK11_1 | 24.226 | 34.454 | 43.21 | 29.936 | 26.148 | 497.963 | 26.644 | 27.473 | 47.259 | 31.032 | 182.169 | 51.9 | 65731.58 | 65786.295 | 9.501 | 315.433 | 49162.133 | 7.1 | 271.126 | 32824.286 | 4.74 | 174.081 | 16402.818 | 2.369 | 147.705 | 826981.66 | 827335.998 | 14.021 | 313.192 | 620508.597 | 10.516 | 242.304 | 413470.232 | 7.007 | 208.816 | 206731.638 | 3.503 | 162.074 | 263320.13 | 266296.532 | 16.699 | 320.126 | 197488.082 | 12.384 | 253.268 | 131640.04 | 8.255 | 172.235 | 65853.28 | 4.13 | 144.828 | 139384.44 | 139359.8 | 9.26 | 214.75 | 104545.94 | 6.94 | 193.03 | 69675.61 | 4.63 | 152.16 | 34811.82 | 2.31 | 135.74 | 182022.91 | 181630.68 | 8.7 | 240.45 | 136544.13 | 6.54 | 214.9 | 91015.87 | 4.36 | 160.13 | 45453.24 | 2.18 | 139.36 | 153468.08 | 153985.57 | 157.64 | 222.09 | 115192.7 | 117.92 | 198.55 | 76777.34 | 78.6 | 155.02 | 38408.36 | 39.32 | 136.67 | 4023802.07 | 4023791.32 | 11.363 | 309.57 | 3517553.751 | 9.933 | 277.364 | 2924967.9284 | 8.26 | 224.35 | 2493304.9859 | 7.041 | 207.019 | 2015607.4393 | 5.692 | 186.066 | 1510643.2424 | 4.266 | 163.247 | 1009574.2813 | 2.851 | 150.534 | 499298.3994 | 1.41 | 138.457 | 1652.94 | 1592.53 | 4.71 | 124.72 | 828.38 | 2.45 | 122.34 | 1114.03 | 1115.79 | 8.17 | 122.75 | 560.22 | 4.1 | 122.21 | 97.7 | 8.48 | 272.08 | 97.92 | 8.5 | 275.14 | 2185068.06 | 14.75 | 268.15 | 8218758.7 | 55.5 | 304.64 | 91.4 | 45 | 36 | 75.2 | 51.9 | 230.6 | 0 | 1 | 0 | 0 | 0 | 0 | n+0 |  | 0.89 | 0.93 | 0.94 | 0.93 | Single | 1 | 800 | A2 | x | 212 | 2021 |  | #REF! | #REF! | #REF! | #REF! |  | 1 | [5 empty] | BCXF
TGG | BCXF | 2.0.3 | 2021 | TGG213 | Typical | Yes | Yes | Yes | Yes | Yes | Yes | Yes | Yes | Yes | Yes | Yes | Yes | No | No | No | No | Rack | 1 U | Managed | 1 | AMD EPYC 7543 32-Core Processor | 2 | 2 | 2800 | 32 | 2 | 255700 | 16 | 16 x Micron 16GB/DDR4/3200MHz(2Rx8 R-DIMM)PC4-3200AA-RE2-12 | 2 |  |  | 1 | Standard | 800 | Microsoft Corporation Microsoft Windows Server 2019 Standard | 10.0.17763 | OpenJDK | 11.0.2+9 | AMD_EPYC_Win_OJDK11_1 | 27.321 | 37.378 | 49.539 | 34.896 | 29.717 | 568.465 | 29.538 | 16.878 | 29.305 | 32.379 | 287.752 | 59.1 | 131013.2 | 131202.406 | 18.948 | 582.297 | 98320.689 | 14.199 | 472.553 | 65584.963 | 9.472 | 309.516 | 32756.607 | 4.731 | 254.019 | 1563413.41 | 1562677.625 | 26.482 | 559.258 | 1172673.072 | 19.873 | 432.911 | 781490.105 | 13.244 | 365.531 | 390697.408 | 6.621 | 267.144 | 523205.69 | 532344.596 | 33.383 | 563.631 | 392598.478 | 24.62 | 450.042 | 261812.461 | 16.418 | 299.299 | 130714.584 | 8.197 | 241.906 | 278798.34 | 278835.51 | 18.52 | 379.58 | 209024.22 | 13.88 | 338.4 | 139416.27 | 9.26 | 258.66 | 69718.59 | 4.63 | 223.75 | 365364.05 | 365689.31 | 17.51 | 434.93 | 273893.74 | 13.11 | 388.1 | 182830.39 | 8.75 | 281.39 | 91384.69 | 4.38 | 237.38 | 306964.27 | 308651.37 | 315.97 | 402.58 | 230114.64 | 235.57 | 355.93 | 153422.81 | 157.06 | 267.34 | 76758.93 | 78.58 | 229.63 | 7637752.15 | 7617520.16 | 21.512 | 517.13 | 6673330.561 | 18.845 | 470.192 | 5611618.252 | 15.847 | 402.297 | 4756436.9509 | 13.432 | 367.296 | 3823705.0473 | 10.798 | 321.838 | 2865831.1676 | 8.093 | 279.408 | 1904416.1645 | 5.378 | 254.418 | 953624.5316 | 2.693 | 229.328 | 1634.78 | 1606.83 | 4.75 | 203.59 | 823.02 | 2.43 | 199.04 | 1124.02 | 1120.85 | 8.21 | 198.38 | 560.79 | 4.11 | 197.77 | 182.95 | 15.88 | 489.5 | 183.09 | 15.89 | 491.83 | 4362419.99 | 29.46 | 481.01 | 22651137.23 | 152.95 | 531.53 | 140.5 | 50.9 | 22.2 | 96.5 | 59.1 | 230.1 | 0 | 1 | 0 | 0 | 0 | 0 | n+0 |  | 0.89 | 0.93 | 0.94 | 0.93 | Single | 1 | 800 | A2 | x | 213 | 2021 |  | #REF! | #REF! | #REF! | #REF! |  | 2 | [5 empty] | BCXF
TGG | BCXG | 2.0.3 | 2021 | TGG214 | Typical | Yes | Yes | Yes | Yes | Yes | Yes | Yes | Yes | Yes | Yes | Yes | Yes | No | No | No | Yes | Rack | 2 U | Managed | 1 | Intel(R) Xeon(R) Gold 6330 CPU @ 2.00GHz | 2 | 1 | 2000 | 28 | 2 | 127700 | 8 | 8 x Micron 16GB/DDR4/3200MHz(2Rx8 R-DIMM)PC4-3200AA-RE2-12 | 2 |  |  | 1 | Standard | 800 | Microsoft Corporation Microsoft Windows Server 2019 Standard | 10.0.17763 | Oracle Corporation | 1.8.0_121-b13 | Intel_Win_HS18_5 | 23.925 | 29.994 | 32.586 | 18.847 | 16.612 | 206.966 | 20.932 | 26.424 | 28.057 | 30.639 | 95.003 | 36.9 | 69978.05 | 69960.825 | 10.104 | 344.243 | 52285.163 | 7.551 | 305.523 | 34925.09 | 5.044 | 197.171 | 17436.062 | 2.518 | 142.597 | 760680.74 | 759978.765 | 12.879 | 339.175 | 570698.44 | 9.672 | 269.697 | 380199.725 | 6.443 | 229.19 | 190307.798 | 3.225 | 152.54 | 220201.77 | 218357.077 | 13.693 | 328.104 | 165058.054 | 10.351 | 326.342 | 110095.331 | 6.904 | 200.608 | 55068.906 | 3.453 | 139.535 | 93467.7 | 93457.2 | 6.21 | 261.3 | 70119.26 | 4.66 | 238.24 | 46725.89 | 3.1 | 144.76 | 23352.45 | 1.55 | 122.38 | 127336.3 | 127317.88 | 6.1 | 296.43 | 95451.23 | 4.57 | 271.99 | 63585.58 | 3.04 | 161.77 | 31876.14 | 1.53 | 130.3 | 71827.24 | 71867.04 | 73.57 | 291.3 | 53995.48 | 55.28 | 260.15 | 35863.82 | 36.71 | 154.22 | 17950.51 | 18.38 | 127.94 | 3172643.92 | 3182050.99 | 8.986 | 316.6 | 2782018.404 | 7.856 | 296.703 | 2377864.3631 | 6.715 | 268.776 | 1978071.5312 | 5.586 | 241.69 | 1587131.5079 | 4.482 | 170.312 | 1189109.2377 | 3.358 | 154.762 | 792149.3046 | 2.237 | 137.96 | 396605.8208 | 1.12 | 122.039 | 1349.52 | 1405.75 | 4.15 | 106.13 | 676.17 | 2 | 111.97 | 591.66 | 595.64 | 4.36 | 104.77 | 293.37 | 2.15 | 113.56 | 110.65 | 9.61 | 313.4 | 111.19 | 9.65 | 315.1 | 1387192.47 | 9.37 | 346.57 | 4521026.21 | 30.53 | 321.34 | 102.7 | 31.6 | 27.2 | 54 | 36.9 | 230.2 | 0 | 1 | 0 | 0 | 0 | 0 | n+0 |  | 0.89 | 0.93 | 0.9452 | 0.93 | Single | 1 | 800 | A2 | xx | 214 | 2021 |  | #REF! | #REF! | #REF! | #REF! |  | 1 | [5 empty] | BCXG
TGG | BCXG | 2.0.3 | 2021 | TGG215 | Low-End | Yes | Yes | Yes | Yes | Yes | Yes | Yes | Yes | Yes | Yes | Yes | Yes | No | No | No | No | Rack | 2 U | Managed | 1 | Intel(R) Xeon(R) Silver 4309Y CPU @ 2.80GHz | 1 | 2 | 2800 | 8 | 2 | 63700 | 8 | 8 x Micron 8GB/DDR4/3200MHz(1Rx8 R-DIMM)PC4-3200AA-RD1-12 | 2 |  |  | 1 | Standard | 800 | Microsoft Corporation Microsoft Windows Server 2019 Datacenter | 10.0.17763 | Oracle Corporation | 1.8.0_121-b13 | Intel_Win_HS18_5 | 12.117 | 20.953 | 17.913 | 10.295 | 8.957 | 107.606 | 11.502 | 13.414 | 39.45 | 28.257 | 64.8 | 23.3 | 22244.19 | 22239.498 | 3.212 | 202.63 | 16611.693 | 2.399 | 188.222 | 11105.375 | 1.604 | 119.892 | 5537.404 | 0.8 | 100.249 | 330458.88 | 329100.434 | 5.577 | 193.058 | 247771.522 | 4.199 | 191.354 | 165419.206 | 2.803 | 124.998 | 82706.239 | 1.402 | 103.374 | 76194.17 | 76719.154 | 4.811 | 201.329 | 57160.028 | 3.584 | 192.902 | 38139.781 | 2.392 | 123.248 | 19064.598 | 1.196 | 100.046 | 37633.6 | 37600.02 | 2.5 | 189.22 | 28206.07 | 1.87 | 170.09 | 18858.29 | 1.25 | 107.41 | 9421.41 | 0.63 | 94.41 | 46550.81 | 46592.16 | 2.23 | 190.37 | 34894.69 | 1.67 | 173.25 | 23243.21 | 1.11 | 112.4 | 11615.03 | 0.56 | 96.64 | 26702.17 | 26805.11 | 27.44 | 201.77 | 20033.4 | 20.51 | 183.64 | 13348.65 | 13.67 | 110.58 | 6697.39 | 6.86 | 95.98 | 1164623.07 | 1174050.41 | 3.315 | 183.12 | 1017082.031 | 2.872 | 181.347 | 874657.4798 | 2.47 | 176.18 | 728054.971 | 2.056 | 154.846 | 579681.9006 | 1.637 | 117.7 | 438036.9646 | 1.237 | 109.424 | 290018.0065 | 0.819 | 100.657 | 147310.7334 | 0.416 | 92.694 | 549.31 | 549.71 | 1.62 | 85.68 | 271.89 | 0.8 | 84.63 | 642.49 | 643.1 | 4.71 | 85.34 | 324.53 | 2.38 | 84.23 | 64.1 | 5.56 | 196.51 | 63.68 | 5.53 | 196.03 | 666479.12 | 4.5 | 202.39 | 1730753.95 | 11.69 | 180.35 | 84.6 | 17.6 | 23 | 42.8 | 23.3 | 230.6 | 0 | 1 | 0 | 0 | 0 | 0 | n+0 |  | 0.89 | 0.93 | 0.9452 | 0.93 | Single | 1 | 800 | A2 | xx | 215 | 2021 |  | #REF! | #REF! | #REF! | #REF! |  | 2 | [5 empty] | BCXG
TGG | BCXG | 2.0.3 | 2021 | TGG216 | High-End | Yes | Yes | Yes | Yes | Yes | Yes | Yes | Yes | Yes | Yes | Yes | Yes | No | No | No | No | Rack | 2 U | Managed | 1 | Intel(R) Xeon(R) Platinum 8380 CPU @ 2.30GHz | 2 | 1 | 2300 | 40 | 2 | 255700 | 8 | 8 x Micron 32GB/DDR4/3200MHz(2Rx4 R-DIMM) PC4-3200AA-RB2-12 | 2 |  |  | 1 | Standard | 800 | Microsoft Corporation Microsoft Windows Server 2019 Standard | 10.0.17763 | Oracle Corporation | 1.8.0_121-b13 | Intel_Win_HS18_5 | 24.581 | 26.709 | 32.993 | 22.614 | 20.78 | 32.633 | 24.866 | 77.977 | 249.261 | 28.975 | 300.058 | 41.6 | 97260.94 | 97268.552 | 14.047 | 505.3 | 73008.519 | 10.544 | 384.897 | 48717.25 | 7.036 | 290.698 | 24340.804 | 3.515 | 177.468 | 818446.26 | 818307.318 | 13.868 | 480.613 | 614048.07 | 10.406 | 317.019 | 408935.144 | 6.93 | 255.725 | 204674.084 | 3.469 | 174.942 | 297430.8 | 305857.381 | 19.18 | 522.41 | 223070.614 | 13.989 | 495.503 | 148790.574 | 9.331 | 228.783 | 74478.674 | 4.671 | 166.619 | 155354.98 | 154960.81 | 10.29 | 427.05 | 116586.92 | 7.74 | 350.51 | 77647.1 | 5.16 | 189.38 | 38811.92 | 2.58 | 142.9 | 220019.67 | 220243.9 | 10.55 | 481.6 | 164907.01 | 7.9 | 416.55 | 109974.79 | 5.27 | 203.96 | 55085.24 | 2.64 | 151.52 | 15878.34 | 15868.02 | 16.24 | 501.48 | 11908.36 | 12.19 | 401.92 | 7946.81 | 8.14 | 192.46 | 3959.3 | 4.05 | 148.43 | 4634146.89 | 4632989.37 | 13.083 | 414.04 | 4045709.28 | 11.425 | 401.661 | 3482694.8639 | 9.835 | 321.439 | 2888140.245 | 8.156 | 293.145 | 2319789.9393 | 6.551 | 225.203 | 1741524.4881 | 4.918 | 187.284 | 1158655.5765 | 3.272 | 160.139 | 580744.2376 | 1.64 | 134.063 | 4100.18 | 4057.21 | 11.99 | 110.71 | 2060.5 | 6.09 | 108.41 | 5378.93 | 5197.72 | 38.05 | 111.29 | 2691.4 | 19.7 | 108.44 | 124.85 | 10.84 | 373.37 | 124.94 | 10.85 | 374.98 | 3186224.82 | 21.52 | 496.45 | 17900722.5 | 120.87 | 402.83 | 105.8 | 26.1 | 139.4 | 93.2 | 41.6 | 229.7 | 0 | 1 | 0 | 0 | 0 | 0 | n+0 |  | 0.89 | 0.93 | 0.94 | 0.93 | Single | 1 | 800 | A2 | xx | 216 | 2021 |  | #REF! | #REF! | #REF! | #REF! |  | 1 | [5 empty] | BCXG
TGG | BCXG | 2.0.3 | 2021 | TGG217 | Low-End | Yes | Yes | Yes | Yes | Yes | Yes | Yes | Yes | Yes | Yes | Yes | Yes | No | No | No | No | Rack | 2 U | Managed | 1 | Intel(R) Xeon(R) Silver 4309Y CPU @ 2.80GHz | 2 | 2 | 2800 | 8 | 2 | 127700 | 16 | 16 x Micron 8GB/DDR4/3200MHz(1Rx8 R-DIMM)PC4-3200AA-RD1-12 | 2 |  |  | 1 | Standard | 800 | Microsoft Corporation Microsoft Windows Server 2019 Datacenter | 10.0.17763 | Oracle Corporation | 1.8.0_121-b13 | Intel_Win_HS18_5 | 13.568 | 22.045 | 21.995 | 11.923 | 10.184 | 125.815 | 13.063 | 7.892 | 23.344 | 33.697 | 100.938 | 27.1 | 42679.44 | 42673.1 | 6.163 | 331.753 | 32011.977 | 4.623 | 314.361 | 21360.324 | 3.085 | 212.414 | 10620.03 | 1.534 | 179.573 | 607568.76 | 607127.494 | 10.289 | 337.139 | 455521.693 | 7.72 | 328.977 | 303887.194 | 5.15 | 221.613 | 151943.159 | 2.575 | 181.448 | 149597.52 | 149337.136 | 9.365 | 320.026 | 112177.981 | 7.035 | 249.812 | 74791.857 | 4.69 | 219.306 | 37392.257 | 2.345 | 176.567 | 75224.63 | 75211.25 | 5 | 316.15 | 56429.18 | 3.75 | 296.81 | 37616.58 | 2.5 | 188.1 | 18809.37 | 1.25 | 163.82 | 92146.42 | 92199.58 | 4.41 | 322.31 | 69090.14 | 3.31 | 310.39 | 46070.25 | 2.21 | 196.89 | 23063.61 | 1.1 | 167.83 | 53321.93 | 53422.78 | 54.69 | 327.01 | 39930.82 | 40.88 | 313.71 | 26619.83 | 27.25 | 194.09 | 13319.79 | 13.64 | 166.49 | 2265725.15 | 2279034.53 | 6.436 | 321.84 | 1986944.623 | 5.611 | 318.798 | 1697260.4456 | 4.793 | 310.153 | 1414678.7983 | 3.995 | 223.62 | 1138117.0608 | 3.214 | 209.065 | 853764.8517 | 2.411 | 192.682 | 566225.6317 | 1.599 | 175.931 | 283289.872 | 0.8 | 160.178 | 544.13 | 544.91 | 1.61 | 144.32 | 271.08 | 0.8 | 143.47 | 647.45 | 643.83 | 4.71 | 143.47 | 324.09 | 2.37 | 143.05 | 133.31 | 11.57 | 341.59 | 132.65 | 11.52 | 343.54 | 1292824.32 | 8.73 | 328.42 | 4733445.78 | 31.96 | 316.65 | 143.3 | 20.1 | 13.6 | 58.3 | 27.1 | 230.2 | 0 | 1 | 0 | 0 | 0 | 0 | n+0 |  | 0.89 | 0.93 | 0.94 | 0.93 | Single | 1 | 800 | A2 | xx | 217 | 2021 |  | #REF! | #REF! | #REF! | #REF! |  | 2 | [5 empty] | BCXG
TGG | BCXG | 2.0.3 | 2021 | TGG218 | High-End | Yes | Yes | Yes | Yes | Yes | Yes | Yes | Yes | Yes | Yes | Yes | Yes | No | No | No | No | Rack | 2 U | Managed | 1 | Intel(R) Xeon(R) Platinum 8380 CPU @ 2.30GHz | 2 | 2 | 2300 | 40 | 2 | 511700 | 16 | 16 x Micron 32GB/DDR4/3200MHz(2Rx4 R-DIMM) PC4-3200AA-RB2-12 | 2 |  |  | 1 | Standard | 800 | Microsoft Corporation Microsoft Windows Server 2019 Standard | 10.0.17763 | Oracle Corporation | 1.8.0_121-b13 | Intel_Win_HS18_5 | 21.561 | 26.358 | 29.708 | 24.455 | 22.384 | 33.179 | 25.663 | 47.768 | 150.415 | 29.791 | 435.925 | 42.9 | 111100.39 | 114726.578 | 16.568 | 693.861 | 83274.517 | 12.026 | 493.769 | 55513.533 | 8.017 | 344.495 | 27710.613 | 4.002 | 250.645 | 1335016.41 | 1340730.44 | 22.721 | 763.525 | 1001252.636 | 16.968 | 553.744 | 667227.759 | 11.307 | 430.604 | 333701.421 | 5.655 | 280.564 | 336827.93 | 343051.044 | 21.513 | 708.092 | 252566.064 | 15.838 | 466.275 | 168433.9 | 10.562 | 307.862 | 84144.856 | 5.277 | 239.839 | 310240.83 | 311083.29 | 20.66 | 772.77 | 232691.4 | 15.46 | 668.11 | 155067.5 | 10.3 | 354.27 | 77511.42 | 5.15 | 258.8 | 413286.47 | 409547.48 | 19.61 | 786.51 | 309919 | 14.84 | 708.65 | 206701.24 | 9.9 | 378.25 | 103269.62 | 4.94 | 268.96 | 29303.53 | 29849.15 | 30.56 | 795.81 | 21952.04 | 22.47 | 664.27 | 14647.76 | 15 | 456.95 | 7279.53 | 7.45 | 262.11 | 8963915.75 | 9058813.35 | 25.582 | 789.67 | 7847542.326 | 22.161 | 750.714 | 6730259.134 | 19.006 | 621.445 | 5607368.9039 | 15.835 | 566.398 | 4474209.4159 | 12.635 | 437.958 | 3365483.6794 | 9.504 | 346.308 | 2243301.6739 | 6.335 | 289.588 | 1122536.1178 | 3.17 | 238.651 | 4289.44 | 4215.49 | 12.46 | 186.22 | 2140.72 | 6.33 | 185.39 | 5677.43 | 5501.56 | 40.28 | 185.62 | 2832.05 | 20.73 | 198.86 | 255.94 | 22.22 | 741.96 | 258.88 | 22.47 | 758.21 | 3714817.59 | 25.08 | 717.67 | 49775834.54 | 336.11 | 771.02 | 181.1 | 25.9 | 84.8 | 114 | 42.9 | 229.4 | 0 | 1 | 0 | 0 | 0 | 0 | n+0 |  | 0.89 | 0.93 | 0.94 | 0.93 | Single | 1 | 800 | A2 | xx | 218 | 2021 |  | #REF! | #REF! | #REF! | #REF! |  | 2 | [5 empty] | BCXG
TGG | BCXG | 2.0.3 | 2021 | TGG219 | Typical | Yes | Yes | Yes | Yes | Yes | Yes | Yes | Yes | Yes | Yes | Yes | Yes | No | No | No | No | Rack | 2 U | Managed | 1 | Intel(R) Xeon(R) Gold 6330 CPU @ 2.00GHz | 2 | 2 | 2000 | 28 | 2 | 255700 | 16 | 16 x Micron 16GB/DDR4/3200MHz(2Rx8 R-DIMM)PC4-3200AA-RE2-12 | 2 |  |  | 1 | Standard | 800 | Microsoft Corporation Microsoft Windows Server 2019 Standard | 10.0.17763 | Oracle Corporation | 1.8.0_121-b13 | Intel_Win_HS18_5 | 25.327 | 30.651 | 35.575 | 20.185 | 17.608 | 222.149 | 22.161 | 17.152 | 16.992 | 37.114 | 140.902 | 40.9 | 136484.12 | 136465.125 | 19.708 | 632.003 | 102367.154 | 14.784 | 567.167 | 68312.427 | 9.865 | 369.578 | 34124.428 | 4.928 | 259.863 | 1466344.13 | 1466601.994 | 24.854 | 631.478 | 1099657.767 | 18.636 | 527.256 | 733534.004 | 12.431 | 439.33 | 366683.769 | 6.214 | 277.122 | 439762.61 | 434483.866 | 27.246 | 607.264 | 329760.057 | 20.679 | 609.142 | 219800.21 | 13.784 | 352.215 | 109937.799 | 6.894 | 256.555 | 187681.65 | 187697.65 | 12.47 | 506.2 | 140744.2 | 9.35 | 464.7 | 93760.19 | 6.23 | 266.35 | 46923.38 | 3.12 | 217.42 | 254827.84 | 255126.48 | 12.22 | 578.21 | 191134.34 | 9.15 | 525.69 | 127526.09 | 6.11 | 302.12 | 63747.98 | 3.05 | 235.94 | 144132.08 | 143633.77 | 147.04 | 553.88 | 108086.98 | 110.65 | 502.5 | 72050.6 | 73.76 | 283.7 | 36062.52 | 36.92 | 230.37 | 6239819.51 | 6262376.83 | 17.685 | 595.27 | 5455144.724 | 15.405 | 570.201 | 4678886.3484 | 13.213 | 520.032 | 3898776.8634 | 11.01 | 451.366 | 3113709.8056 | 8.793 | 315.995 | 2343161.3538 | 6.617 | 283.808 | 1563760.0934 | 4.416 | 249.864 | 778338.9233 | 2.198 | 215.471 | 1527.92 | 1529.92 | 4.52 | 192.89 | 764.91 | 2.26 | 180.01 | 587.99 | 591.65 | 4.33 | 180.57 | 296.76 | 2.17 | 180.49 | 260.86 | 22.64 | 607.15 | 260.84 | 22.64 | 613.08 | 2697051.64 | 18.21 | 631.46 | 12607729.6 | 85.13 | 604.2 | 175.5 | 33.6 | 17.1 | 72.3 | 40.9 | 229.5 | 0 | 1 | 0 | 0 | 0 | 0 | n+0 |  | 0.89 | 0.93 | 0.94 | 0.93 | Single | 1 | 800 | A2 | xx | 219 | 2021 |  | #REF! | #REF! | #REF! | #REF! |  | 2 | [5 empty] | BCXG
TGG | BCXH | 2.0.3 | 2018 | TGG220 | Typical | Yes | Yes | Yes | Yes | Yes | Yes | Yes | Yes | Yes | Yes | Yes | Yes | No | No | No | Yes | Rack | 1 U | Managed | 2 | Intel(R) Xeon(R) Gold 6212U CPU @ 2.40GHz | 1 | 1 | 2400 | 14 | 2 | 93900 | 6 | 6 x SK Hynix 16gb 2Rx8 PC4 2933 DDR4 | 4 |  |  | 2 | Redundant | 1500 | Red Hat Enterprise Linux Server | 7.7 | OpenJDK | 1.8.0_242-b08 | Intel_Lin_HS18_2 | 13.642 | 21.443 | 19.599 | 12.46 | 11.678 | 20.717 | 13.197 | 191.57 | 1367.908 | 22.144 | 131.813 | 27 | 85114.31 | 84742.163 | 12.238 | 542.103 | 63798.842 | 9.214 | 537.574 | 42470.249 | 6.133 | 505.239 | 21298.036 | 3.076 | 417.127 | 1081685.4 | 1078826.584 | 18.283 | 550.974 | 811247.777 | 13.748 | 544.945 | 540759.442 | 9.164 | 487.142 | 270655.857 | 4.587 | 341.682 | 260072.25 | 259028.418 | 16.244 | 526.106 | 195007.446 | 12.229 | 518.971 | 129986.007 | 8.151 | 447.055 | 65077.839 | 4.081 | 366.885 | 154861.58 | 155490.13 | 10.33 | 524.08 | 116151.42 | 7.71 | 508.68 | 77500.15 | 5.15 | 440.56 | 38704.5 | 2.57 | 372.36 | 211157 | 210454.38 | 10.08 | 529.72 | 158343.67 | 7.58 | 530.25 | 105481.44 | 5.05 | 475.74 | 52719.11 | 2.52 | 391.76 | 17245.18 | 17228.8 | 17.64 | 530.06 | 12930.75 | 13.24 | 533.71 | 8599.71 | 8.8 | 487.42 | 4316 | 4.42 | 357.51 | 4549831.58 | 4545256.54 | 12.836 | 539.09 | 3982419.355 | 11.246 | 536.629 | 3406206.5985 | 9.619 | 533.492 | 2842459.7532 | 8.027 | 530.699 | 2280129.3573 | 6.439 | 493.493 | 1701509.7937 | 4.805 | 427.307 | 1139179.3978 | 3.217 | 365.603 | 569058.5304 | 1.607 | 306.897 | 25166.67 | 25381.58 | 74.99 | 284.28 | 12579.8 | 37.17 | 267.16 | 75142.05 | 75647.04 | 553.83 | 289.76 | 37558.68 | 274.97 | 280.88 | 139.57 | 12.12 | 536.15 | 139.66 | 12.12 | 558.68 | 3001053.79 | 20.26 | 536.34 | 10262808.11 | 69.3 | 525.74 | 166.6 | 15.6 | 511.9 | 54 | 27 | 230 | 0 | 1 | 0 | 1 | 0 | 0 | n+0 |  | 87.36 | 92.11 | 94.22 | 92.84 | Single | 0.98 | 1500 | Select | xx | 220 | 2018 |  | #REF! | #REF! | #REF! | #REF! |  | 1 | [5 empty] | BCXH
TGG | BCXH | 2.0.3 | 2018 | TGG221 | Low-End | Yes | Yes | Yes | Yes | Yes | Yes | Yes | Yes | Yes | Yes | Yes | Yes | No | No | No | No | Rack | 1 U | Managed | 2 | Intel(R) Xeon(R) Gold 5217 CPU @ 3.00GHz | 1 | 1 | 3000 | 8 | 2 | 46700 | 6 | 6 x SK Hynix 8GB PC4 2933 DDR4 | 4 |  |  | 1 | Redundant | 1500 | Red Hat Enterprise Linux Server | 7.7 | OpenJDK | 1.8.0_242-b08 | Intel_Lin_HS18_2 | 10.42 | 18.584 | 14.141 | 8.813 | 8.447 | 15.282 | 9.858 | 173.216 | 1625.483 | 24.668 | 60.861 | 20.3 | 36309.71 | 36368.628 | 5.252 | 340.514 | 27279.533 | 3.94 | 302.7 | 18185.158 | 2.626 | 263.404 | 9094.321 | 1.313 | 223.031 | 547521.58 | 547519.062 | 9.279 | 340.075 | 410596.424 | 6.958 | 304.951 | 273848.849 | 4.641 | 269.785 | 136844.807 | 2.319 | 208.235 | 106670.07 | 103595.828 | 6.496 | 315.223 | 79962.923 | 5.014 | 278.679 | 53432.464 | 3.351 | 251.053 | 26630.814 | 1.67 | 206.702 | 59113.68 | 59130.24 | 3.93 | 283.84 | 44333.36 | 2.94 | 260.78 | 29550.65 | 1.96 | 237.46 | 14783.69 | 0.98 | 210.2 | 83297.93 | 83060.87 | 3.98 | 301.36 | 62450.24 | 2.99 | 277.89 | 41616.03 | 1.99 | 251.89 | 20840.2 | 1 | 220.05 | 6650.62 | 6649.43 | 6.81 | 290.91 | 4977.29 | 5.1 | 263.2 | 3314.72 | 3.39 | 233.95 | 1649.12 | 1.69 | 203.38 | 1868869.42 | 1874493.03 | 5.293 | 326.09 | 1632933.269 | 4.611 | 304.747 | 1398743.743 | 3.95 | 284.785 | 1165383.7109 | 3.291 | 266.137 | 932377.7912 | 2.633 | 248.315 | 701850.6579 | 1.982 | 230.032 | 467782.4011 | 1.321 | 209.365 | 234776.4814 | 0.663 | 180.593 | 12623.8 | 12654.53 | 37.39 | 155.73 | 6318.26 | 18.67 | 149.37 | 50562.06 | 50021.39 | 366.22 | 162.55 | 25237 | 184.77 | 157.55 | 87.43 | 7.59 | 302.04 | 86.68 | 7.52 | 310.71 | 1272644.56 | 8.59 | 341.25 | 3038859.47 | 20.52 | 337.16 | 119 | 11.7 | 530.6 | 38.7 | 20.3 | 230.2 | 0 | 1 | 0 | 1 | 0 | 0 | n+0 |  | 87.36 | 92.11 | 94.22 | 92.84 | Single | 0.98 | 1500 | Select | xx |  | 2018 |  | #REF! | #REF! | #REF! | #REF! |  | 1 | [5 empty] | BCXH
TGG | BCXH | 2.0.3 | 2018 | TGG222 | High-End | Yes | Yes | Yes | Yes | Yes | Yes | Yes | Yes | Yes | Yes | Yes | Yes | No | No | No | No | Rack | 1 U | Managed | 2 | Intel(R) Xeon(R) Platinum 8280M CPU @ 2.70GHz | 1 | 1 | 3700 | 28 | 2 | 188400 | 6 | 6 x SK Hynix 32GB 2933MHz DDR4 | 12 |  |  | 2 | Redundant | 1500 | Red Hat Enterprise Linux Server | 7.7 | OpenJDK | 1.8.0_242-b08 | Intel_Lin_HS18_2 | 13.297 | 18.411 | 20.377 | 13.017 | 11.992 | 21.377 | 12.736 | 605.122 | 4411.829 | 17.957 | 175.008 | 28.7 | 108406.73 | 108284.105 | 15.638 | 759.91 | 81265.499 | 11.736 | 772.639 | 54129.938 | 7.817 | 640.51 | 27046.453 | 3.906 | 476.623 | 1115754.24 | 1115541.372 | 18.905 | 763.145 | 836852.493 | 14.182 | 660.206 | 558035.161 | 9.457 | 531.226 | 278994.167 | 4.728 | 389.845 | 336447.99 | 333000.05 | 20.882 | 704.897 | 252368.793 | 15.826 | 666.555 | 168267.878 | 10.552 | 531.11 | 84129.839 | 5.276 | 427.652 | 198682.18 | 198144.11 | 13.16 | 727.46 | 149010.05 | 9.9 | 629.29 | 99292.61 | 6.6 | 507.84 | 49729.49 | 3.3 | 425.07 | 273361.58 | 271125.84 | 12.98 | 724.82 | 205024.4 | 9.82 | 707.96 | 136671.8 | 6.54 | 574.37 | 68341.62 | 3.27 | 447.48 | 22204.12 | 22192.85 | 22.72 | 726.01 | 16648.02 | 17.04 | 697.62 | 11118.68 | 11.38 | 592.4 | 5546.79 | 5.68 | 399.37 | 5276028.59 | 5288555.1 | 14.935 | 721.66 | 4619628.347 | 13.046 | 718.087 | 3958975.9612 | 11.18 | 702.082 | 3293598.8743 | 9.301 | 640.214 | 2644156.8428 | 7.467 | 556.202 | 1976655.0819 | 5.582 | 476.127 | 1316943.7925 | 3.719 | 404.707 | 658294.8401 | 1.859 | 337.928 | 108541.98 | 108136.6 | 319.5 | 397.85 | 54266.76 | 160.33 | 351.63 | 330216.15 | 329122.85 | 2409.57 | 401.51 | 165038.02 | 1208.27 | 372.54 | 135.06 | 11.72 | 654.46 | 134.97 | 11.72 | 650.84 | 3763186.05 | 25.41 | 742.3 | 18197128.5 | 122.88 | 702.11 | 181.8 | 15.5 | 1633.9 | 56.1 | 28.7 | 229.8 | 0 | 1 | 0 | 1 | 0 | 0 | n+0 |  | 87.36 | 92.11 | 94.22 | 92.84 | Single | 0.98 | 1500 | Select | xx | 222 | 2018 |  | #REF! | #REF! | #REF! | #REF! |  | 1 | [5 empty] | BCXH
TGG | BCXH | 2.0.3 | 2018 | TGG223 | Low-End | Yes | Yes | Yes | Yes | Yes | Yes | Yes | Yes | Yes | Yes | Yes | Yes | No | No | No | No | Rack | 2 U | Managed | 1 | Intel(R) Xeon(R) Gold 5217 CPU @ 3.00GHz | 1 | 1 | 2993 | 8 | 2 | 46700 | 6 | 6 x Hynix 8GB PC4 2933y DIMM | 2 |  |  | 1 | Standard | 1500 | Red Hat Enterprise Linux Server | 7.7 | OpenJDK | 1.8.0_242-b08 | Intel_Lin_HS18_2 | 8.947 | 16.065 | 12.161 | 7.534 | 7.277 | 13.082 | 8.445 | 138.205 | 1295.818 | 21.688 | 54.698 | 17.6 | 18169.63 | 18145.833 | 2.621 | 197.053 | 13598.647 | 1.964 | 173.853 | 9063.769 | 1.309 | 151.934 | 4528.766 | 0.654 | 132.103 | 274887.71 | 274042.128 | 4.644 | 191.545 | 205947.063 | 3.49 | 174.78 | 137433.633 | 2.329 | 155.188 | 68682.19 | 1.164 | 126.98 | 52502.06 | 53142.423 | 3.333 | 180.693 | 39371.652 | 2.469 | 159.031 | 26283.734 | 1.648 | 144.911 | 13118.295 | 0.823 | 122.479 | 29590.06 | 29568.62 | 1.96 | 162.1 | 22208.21 | 1.48 | 151.19 | 14791.58 | 0.98 | 139.9 | 7397.21 | 0.49 | 126.54 | 41887.73 | 41752.86 | 2 | 173.5 | 31462.52 | 1.51 | 161.2 | 20916.99 | 1 | 146.35 | 10428.45 | 0.5 | 131.16 | 3330.91 | 3332.42 | 3.41 | 166.66 | 2494.61 | 2.55 | 152.86 | 1662.96 | 1.7 | 137.8 | 827.04 | 0.85 | 122.13 | 935997.32 | 937250.94 | 2.647 | 184.33 | 820685.517 | 2.318 | 173.34 | 701850.6579 | 1.982 | 163.58 | 583931.2487 | 1.649 | 154.027 | 467074.1765 | 1.319 | 145.115 | 349862.9919 | 0.988 | 136.014 | 235130.5938 | 0.664 | 126.009 | 118627.6339 | 0.335 | 112.267 | 6615.79 | 6415.77 | 18.96 | 99.8 | 3293.55 | 9.73 | 96.77 | 25507.56 | 25699.21 | 188.15 | 103.81 | 12772.91 | 93.51 | 100.94 | 43.72 | 3.8 | 170.61 | 43.65 | 3.79 | 179.2 | 635680.98 | 4.29 | 197.44 | 1523313.61 | 10.29 | 188.05 | 84.1 | 10.1 | 423.2 | 34.4 | 17.6 | 230.2 | 0 | 1 | 0 | 1 | 0 | 0 | n+0 |  | 87.36 | 92.11 | 94.22 | 92.84 | Single | 0.98 | 1500 | Select | xx | 223 | 2018 |  | #REF! | #REF! | #REF! | #REF! |  | 1 | [5 empty] | BCXH
TGG | BCXH | 2.0.3 | 2018 | TGG224 | High-End | Yes | Yes | Yes | Yes | Yes | Yes | Yes | Yes | Yes | Yes | Yes | Yes | No | No | No | No | Rack | 2 U | Managed | 1 | Intel(R) Xeon(R) Platinum 8280M CPU @ 2.70GHz | 1 | 1 | 2700 | 28 | 2 | 188400 | 6 | 6 x SK Hynix 32GB 2933MHz DDR4 | 6 |  |  | 2 | Standard | 1500 | Red Hat Enterprise Linux Server | 7.7 | OpenJDK | 1.8.0_242-b08 | Intel_Lin_HS18_2 | 12.087 | 16.393 | 18.463 | 11.746 | 10.87 | 19.247 | 11.341 | 512.358 | 3801.23 | 16.087 | 161.484 | 25.9 | 54149.9 | 53992.537 | 7.797 | 413.623 | 40564.207 | 5.858 | 422.019 | 27046.488 | 3.906 | 347.981 | 13520.661 | 1.953 | 268.732 | 556809.12 | 557808.151 | 9.453 | 418.332 | 417664.069 | 7.078 | 357.023 | 278458.765 | 4.719 | 299.022 | 139210.398 | 2.359 | 230.954 | 169699.72 | 165630.878 | 10.387 | 397.345 | 127358.616 | 7.987 | 353.045 | 84788.914 | 5.317 | 291.741 | 42425.38 | 2.66 | 246.775 | 100061.95 | 100055.57 | 6.65 | 396.31 | 74978.58 | 4.98 | 346.74 | 50027.31 | 3.32 | 283.12 | 24957.88 | 1.66 | 246.08 | 137709.25 | 136883.08 | 6.55 | 395.48 | 103330.55 | 4.95 | 386.48 | 68807.12 | 3.29 | 320.47 | 34415.51 | 1.65 | 257.35 | 11162 | 11149.05 | 11.41 | 413.46 | 8372.45 | 8.57 | 374.96 | 5576.61 | 5.71 | 322.65 | 2796.63 | 2.86 | 232.9 | 2634138.31 | 2632689.26 | 7.435 | 393.53 | 2311370.333 | 6.527 | 390.104 | 1975946.8572 | 5.58 | 381.246 | 1650163.5044 | 4.66 | 351.415 | 1315173.2308 | 3.714 | 308.329 | 983369.9682 | 2.777 | 269.776 | 657232.503 | 1.856 | 235.762 | 328970.3639 | 0.929 | 203.363 | 54363.86 | 54252.59 | 160.29 | 233.19 | 27172.59 | 80.28 | 210.22 | 168028.79 | 167501.39 | 1226.31 | 235.46 | 84085.78 | 615.61 | 221.89 | 67.37 | 5.85 | 358.89 | 67.53 | 5.86 | 369.12 | 1896971.18 | 12.81 | 412.87 | 9140604.28 | 61.72 | 382.21 | 124.9 | 13.9 | 1395.6 | 51 | 25.9 | 230.1 | 0 | 1 | 0 | 1 | 0 | 0 | n+0 |  | 87.36 | 92.11 | 94.22 | 92.84 | Single | 0.98 | 1500 | Select | xx | 224 | 2018 |  | #REF! | #REF! | #REF! | #REF! |  | 1 | [5 empty] | BCXH
TGG | BCXH | 2.0.3 | 2018 | TGG225 | Typical | Yes | Yes | Yes | Yes | Yes | Yes | Yes | Yes | Yes | Yes | Yes | Yes | No | No | No | No | Rack | 2 U | Managed | 1 | Intel(R) Xeon(R) Gold 6212U CPU @ 2.40GHz | 1 | 1 | 2400 | 24 | 2 | 93900 | 6 | 6 x SK Hynix 16gb 2Rx8 PC4 2933 DDR4 | 2 |  |  | 2 | Standard | 1500 | Red Hat Enterprise Linux Server | 7.7 | OpenJDK | 1.8.0_242-b08 | Intel_Lin_HS18_2 | 11.167 | 17.407 | 16.102 | 10.098 | 9.508 | 16.405 | 10.87 | 154.467 | 1091.638 | 18.169 | 110.789 | 22.1 | 42251 | 42038.184 | 6.071 | 319.977 | 31723.071 | 4.581 | 333.845 | 21037.102 | 3.038 | 307.741 | 10537.696 | 1.522 | 251.59 | 530028.32 | 530358.098 | 8.988 | 333.584 | 397775.563 | 6.741 | 326.135 | 265101.242 | 4.493 | 295.485 | 132537.085 | 2.246 | 207.146 | 128856.47 | 128570.329 | 8.063 | 319.039 | 96767.46 | 6.068 | 311.081 | 64393.647 | 4.038 | 271.809 | 32230.438 | 2.021 | 220.185 | 76744.09 | 76607.03 | 5.09 | 320.29 | 57544.27 | 3.82 | 314.4 | 38347.43 | 2.55 | 267.31 | 19214.27 | 1.28 | 225.83 | 104243.74 | 104053.55 | 4.98 | 322.39 | 78138.42 | 3.74 | 321.02 | 52202.18 | 2.5 | 288.34 | 26061.03 | 1.25 | 238.32 | 8499.54 | 8492.56 | 8.69 | 322.79 | 6376.72 | 6.53 | 336.14 | 4235.08 | 4.34 | 317.94 | 2126.22 | 2.18 | 214.32 | 2219831.53 | 2213649.98 | 6.251 | 312.32 | 1940407.442 | 5.48 | 312.059 | 1669639.6831 | 4.715 | 311.912 | 1392015.6085 | 3.931 | 313.112 | 1109433.9612 | 3.133 | 298.358 | 836767.4594 | 2.363 | 255.841 | 556664.5985 | 1.572 | 218.201 | 277624.0746 | 0.784 | 187.443 | 12571.54 | 12542.53 | 37.06 | 176.37 | 6294.04 | 18.6 | 163.76 | 38149.52 | 36868.48 | 269.92 | 182.22 | 19119.37 | 139.98 | 173.99 | 67.49 | 5.86 | 310.97 | 68.1 | 5.91 | 337.36 | 1494954.54 | 10.1 | 319.8 | 5010941.63 | 33.84 | 305.41 | 112.6 | 12.7 | 410.6 | 44.9 | 22.1 | 230.2 | 0 | 1 | 0 | 1 | 0 | 0 | n+0 |  | 87.36 | 92.11 | 94.22 | 92.84 | Single | 0.98 | 1500 | Select | xx | 225 | 2018 |  | #REF! | #REF! | #REF! | #REF! |  | 1 | [5 empty] | BCXH
TGG | BCXI | 2.0.3 | 2021 | TGG226 | Typical | Yes | Yes | Yes | Yes | Yes | Yes | Yes | Yes | Yes | Yes | Yes | Yes | No | No | No | No | Rack | 1 U | Managed | 1 | Intel(R) Xeon(R) Silver 4314 CPU @ 2.40GHz | 2 | 1 | 2400 | 16 | 2 | 63700 | 8 | 8 x 8GB 1Rx8 PC4-3200AA-R Smart Kit ,1,2,4,5,8,9,11,12 | 2 |  |  | 1 | Standard | 800 | Microsoft Corporation Microsoft Windows Server 2019 Standard | 1809 | Oracle Corporation | 11.0.5+10-LTS | Intel_Win_HS18_5 | 13.718 | 20.567 | 20.002 | 10.918 | 9.8 | 116.669 | 12.65 | 117.441 | 391.247 | 20.823 | 47.342 | 24.9 | 36178.45 | 36555.034 | 5.279 | 329.848 | 27056.118 | 3.907 | 211.126 | 18041.687 | 2.606 | 186.419 | 9027.682 | 1.304 | 152.397 | 491762.27 | 490601.648 | 8.314 | 289.074 | 368905 | 6.252 | 260.652 | 245857.045 | 4.166 | 214.8 | 122943.8 | 2.084 | 155.819 | 122043.28 | 119096.714 | 7.469 | 289.481 | 91569.773 | 5.742 | 230.452 | 60992.15 | 3.825 | 195.397 | 30486.024 | 1.912 | 150.287 | 59038.82 | 59065.83 | 3.92 | 274.62 | 44347.52 | 2.95 | 241.26 | 29526.59 | 1.96 | 165.83 | 14762.78 | 0.98 | 142.33 | 80752.07 | 80820.14 | 3.87 | 299.33 | 60550.48 | 2.9 | 288.92 | 40383.12 | 1.93 | 177.27 | 20160.44 | 0.97 | 148.02 | 45851.58 | 45843.47 | 46.93 | 305.63 | 34369.84 | 35.18 | 309.65 | 22886.83 | 23.43 | 175.01 | 11464.92 | 11.74 | 147.97 | 1879057.23 | 1872002.94 | 5.286 | 263.28 | 1641426.756 | 4.635 | 259.935 | 1409013.0009 | 3.979 | 244.044 | 1176007.0811 | 3.321 | 195.606 | 938397.701 | 2.65 | 183.866 | 707162.343 | 1.997 | 170.607 | 467782.4011 | 1.321 | 156.589 | 234422.3691 | 0.662 | 142.49 | 9847.03 | 9902.87 | 29.26 | 180.4 | 4918.99 | 14.53 | 170.9 | 13309.96 | 13393.81 | 98.06 | 180.21 | 6664.39 | 48.79 | 173.44 | 70.89 | 6.15 | 274.66 | 70.49 | 6.12 | 316.15 | 796230.14 | 5.38 | 290.12 | 1832445.26 | 12.37 | 261.37 | 114.3 | 19 | 214.4 | 31.4 | 24.9 | 229.9 | 2 | 2 | 0 | 0 | 0 | 0 | n+0 |  | 89.12 | 93.06 | 94.39 | 92.93 | Single | 1 | 800 | A2 | x | 226 | 2021 |  | #REF! | #REF! | #REF! | #REF! |  | 1 | [5 empty] | BCXI
TGG | BCXI | 2.0.3 | 2021 | TGG227 | Low-End | Yes | Yes | Yes | Yes | Yes | Yes | Yes | Yes | Yes | Yes | Yes | Yes | No | No | No | No | Rack | 1 U | Managed | 1 | Intel(R) Xeon(R) Silver 4309Y CPU @ 2.80GHz | 2 | 1 | 2800 | 8 | 2 | 63700 | 8 | 8 x 8GB 1Rx8 PC4-3200AA-R Smart Kit,1,2,4,5,8,9,11,12 | 2 |  |  | 1 | Standard | 800 | Microsoft Corporation Microsoft Windows Server 2019 Standard | 1809 | Oracle Corporation | 11.0.5+10-LTS | Intel_Win_HS18_5 | 9.272 | 15.776 | 13.272 | 7.417 | 6.681 | 80.389 | 8.281 | 10.394 | 28.718 | 24.656 | 34.501 | 16.8 | 20941.29 | 20920.999 | 3.021 | 257.584 | 15738.578 | 2.273 | 184.816 | 10447.541 | 1.509 | 162.639 | 5229.39 | 0.755 | 136.771 | 315099.83 | 314742.861 | 5.334 | 226.629 | 236339.838 | 4.005 | 235.326 | 157554.577 | 2.67 | 166.723 | 78815.353 | 1.336 | 138.319 | 69319.53 | 70597.483 | 4.427 | 240.377 | 51967.245 | 3.259 | 198.748 | 34707.549 | 2.176 | 169.323 | 17367.847 | 1.089 | 136.248 | 34593.55 | 34609.41 | 2.3 | 224.45 | 25941.81 | 1.72 | 197.64 | 17278.17 | 1.15 | 148.39 | 8666.84 | 0.58 | 131.36 | 47202.4 | 47252.65 | 2.26 | 245.12 | 35407.65 | 1.7 | 237.53 | 23590.74 | 1.13 | 156.9 | 11773.32 | 0.56 | 134.11 | 26825.69 | 26820.56 | 27.46 | 247.1 | 20074.13 | 20.55 | 242.7 | 13407.6 | 13.73 | 158.01 | 6722.48 | 6.88 | 134.66 | 1050596.78 | 1047475.19 | 2.958 | 209.98 | 920805.545 | 2.6 | 209.733 | 786483.5071 | 2.221 | 203.85 | 659711.2894 | 1.863 | 166.148 | 526919.1619 | 1.488 | 158.039 | 393418.8097 | 1.111 | 149.681 | 260980.7946 | 0.737 | 140.943 | 131729.7905 | 0.372 | 131.14 | 648.96 | 652.57 | 1.93 | 140.08 | 324.1 | 0.96 | 121.99 | 680.38 | 682.38 | 5 | 126.24 | 339.11 | 2.48 | 119.13 | 68.58 | 5.95 | 244.93 | 68.37 | 5.94 | 237.28 | 466162.24 | 3.15 | 239.47 | 1087284.34 | 7.34 | 212.8 | 111.4 | 13 | 17.3 | 29.2 | 16.8 | 230.4 | 0 | 1 | 0 | 0 | 0 | 0 | n+0 |  | 89.12 | 93.06 | 94.39 | 92.93 | Single | 1 | 800 | A2 | x | 227 | 2021 |  | #REF! | #REF! | #REF! | #REF! |  | 1 | [5 empty] | BCXI
TGG | BCXI | 2.0.3 | 2021 | TGG228 | High-End | Yes | Yes | Yes | Yes | Yes | Yes | Yes | Yes | Yes | Yes | Yes | Yes | No | No | No | No | Rack | 1 U | Managed | 1 | Intel(R) Xeon(R) Gold 6314U CPU @ 2.30GHz | 2 | 1 | 2300 | 32 | 2 | 255700 | 8 | 8 x 32GB 2Rx4 PC4-3200AA-R Smart Kit,1,2,4,5,8,9,11,12 | 2 |  |  | 1 | Standard | 800 | Microsoft Corporation Microsoft Windows Server 2019 Standard | 1809 | Oracle Corporation | 11.0.5+10-LTS | Intel_Win_HS18_5 | 19.526 | 26.813 | 30.376 | 17.747 | 15.804 | 189.586 | 19.557 | 97.43 | 288.39 | 27.765 | 130.454 | 39.3 | 68391.34 | 68158.975 | 9.843 | 374.713 | 51211.12 | 7.396 | 341.413 | 34114.913 | 4.927 | 256.706 | 17046.506 | 2.462 | 184.965 | 813174.2 | 813439.292 | 13.785 | 379.426 | 609969.066 | 10.337 | 340.123 | 406639.581 | 6.891 | 274.984 | 203224.266 | 3.444 | 184.374 | 220229.87 | 221521.713 | 13.892 | 346.671 | 165188.936 | 10.359 | 288.668 | 110034.991 | 6.9 | 233.671 | 55091.806 | 3.455 | 172.31 | 118085.65 | 118080.83 | 7.84 | 342.16 | 88495.22 | 5.88 | 313.87 | 59020.5 | 3.92 | 203.61 | 29553.63 | 1.96 | 163.5 | 156286.4 | 156318.04 | 7.48 | 353.24 | 117135.23 | 5.61 | 347.65 | 78091.44 | 3.74 | 223.11 | 39011.02 | 1.87 | 171.48 | 88422.8 | 88519.63 | 90.62 | 369.17 | 66358.27 | 67.93 | 353.92 | 44228.66 | 45.28 | 218.57 | 22166.94 | 22.69 | 171.44 | 3639389.29 | 3651680.38 | 10.312 | 351.97 | 3184116.61 | 8.992 | 347.31 | 2719582.7712 | 7.68 | 308.917 | 2280129.3573 | 6.439 | 259.322 | 1818720.9782 | 5.136 | 233.393 | 1365103.0707 | 3.855 | 209.488 | 914318.0619 | 2.582 | 184.646 | 457159.0309 | 1.291 | 160.009 | 8644.7 | 8799.52 | 26 | 190.81 | 4316.93 | 12.76 | 183.08 | 10381.56 | 10400.16 | 76.14 | 189.12 | 5191.88 | 38.01 | 184 | 122.4 | 10.63 | 382.34 | 122.94 | 10.67 | 384.69 | 1481254.56 | 10 | 377.13 | 6861457.77 | 46.33 | 355.16 | 116.3 | 28.8 | 167.6 | 60.2 | 39.3 | 230.4 | 0 | 1 | 0 | 0 | 0 | 0 | n+0 |  | 89.12 | 93.06 | 94.39 | 92.93 | Single | 1 | 800 | A2 | x | 228 | 2021 |  | #REF! | #REF! | #REF! | #REF! |  | 1 | [5 empty] | BCXI
TGG | BCXI | 2.0.3 | 2021 | TGG229 | Typical | Yes | Yes | Yes | Yes | Yes | Yes | Yes | Yes | Yes | Yes | Yes | Yes | No | No | No | No | Rack | 2 U | Managed | 1 | Intel(R) Xeon(R) Silver 4314 CPU @ 2.40GHz | 2 | 2 | 2400 | 16 | 2 | 127700 | 16 | 16 x 8GB 1Rx8 PC4-3200AA-R Smart Kit ,1,2,4,5,8,9,11,12 | 2 |  |  | 1 | Standard | 1600 | Microsoft Corporation Microsoft Windows Server 2019 Standard | 1809 | Oracle Corporation | 11.0.5+10-LTS | Intel_Win_HS18_5 | 16.652 | 23.507 | 24.348 | 13.402 | 12.062 | 146.359 | 14.928 | 74.765 | 262.07 | 31.306 | 77.061 | 31.6 | 70814 | 70561.163 | 10.19 | 492.394 | 53021.817 | 7.657 | 356.572 | 35379.904 | 5.109 | 310.306 | 17713.386 | 2.558 | 243.444 | 935548.57 | 934478.201 | 15.836 | 479.261 | 701779.572 | 11.893 | 446.536 | 468200.225 | 7.935 | 371.961 | 233840.459 | 3.963 | 243.647 | 239504.6 | 237582.854 | 14.899 | 467.717 | 179585.205 | 11.262 | 384.869 | 119803.151 | 7.513 | 318.167 | 59929.749 | 3.758 | 235.35 | 118082.43 | 118086.64 | 7.84 | 456.27 | 88537.57 | 5.88 | 391.34 | 59057.28 | 3.92 | 272.69 | 29564.63 | 1.96 | 226.14 | 160404.48 | 160673.9 | 7.69 | 484.2 | 120292.47 | 5.76 | 466.05 | 80188.17 | 3.84 | 293.23 | 40184.46 | 1.92 | 233.63 | 91196.31 | 91533.61 | 93.7 | 482.94 | 68397.58 | 70.02 | 475.51 | 45595.19 | 46.68 | 288.62 | 22780.18 | 23.32 | 234.82 | 3679931.61 | 3618121.42 | 10.217 | 442.73 | 3219473.89 | 9.092 | 443.059 | 2762430.3643 | 7.801 | 415.286 | 2298897.3113 | 6.492 | 328.79 | 1836780.7076 | 5.187 | 306.26 | 1379975.789 | 3.897 | 278.944 | 921046.1963 | 2.601 | 252.116 | 458929.5926 | 1.296 | 225.333 | 10009.57 | 10062.79 | 29.73 | 285.52 | 4999.26 | 14.77 | 275.16 | 14304.28 | 14333.39 | 104.94 | 286.29 | 7149.08 | 52.34 | 279.34 | 175.89 | 15.27 | 478.7 | 175.73 | 15.25 | 496.44 | 1536193.23 | 10.37 | 472.17 | 5103725.64 | 34.46 | 447.21 | 162.7 | 23 | 140 | 49.1 | 31.6 | 230.1 | 0 | 1 | 0 | 0 | 0 | 0 | n+0 |  | 89.12 | 93.06 | 94.39 | 92.93 | Single | 1 | 800 | A2 | x | 229 | 2021 |  | #REF! | #REF! | #REF! | #REF! |  | 2 | [5 empty] | BCXI
TGG | BCXI | 2.0.3 | 2021 | TGG230 | Low-End | Yes | Yes | Yes | Yes | Yes | Yes | Yes | Yes | Yes | Yes | Yes | Yes | No | No | No | No | Rack | 2 U | Managed | 1 | Intel(R) Xeon(R) Silver 4309Y CPU @ 2.80GHz | 2 | 2 | 2800 | 8 | 2 | 127700 | 16 | 16 x 8GB 1Rx8 PC4-3200AA-R Smart Kit,1,2,4,5,8,9,11,12 | 2 |  |  | 1 | Standard | 1600 | Microsoft Corporation Microsoft Windows Server 2019 Standard | 1809 | Oracle Corporation | 11.0.5+10-LTS | Intel_Win_HS18_5 | 10.915 | 18.756 | 16.899 | 9.295 | 8.309 | 97.933 | 10.643 | 7.109 | 19.921 | 27.83 | 55.724 | 20.7 | 41224.71 | 41195.071 | 5.949 | 416.964 | 30905.601 | 4.463 | 358.95 | 20575.291 | 2.971 | 260.672 | 10309.573 | 1.489 | 212.133 | 603387.42 | 601389.345 | 10.192 | 390.053 | 452514.652 | 7.669 | 379.336 | 301595.997 | 5.111 | 268.686 | 150818.702 | 2.556 | 207.503 | 141276.76 | 142244.86 | 8.92 | 404.067 | 105942.416 | 6.644 | 317.236 | 70559.497 | 4.425 | 270.281 | 35365.797 | 2.218 | 205.817 | 68859.19 | 68849.89 | 4.57 | 371.04 | 51717.74 | 3.44 | 316.95 | 34444.13 | 2.29 | 232.67 | 17228.76 | 1.14 | 201.3 | 91169.65 | 92066.6 | 4.41 | 393.44 | 68411.62 | 3.28 | 360.96 | 45554.33 | 2.18 | 248.19 | 22787.49 | 1.09 | 204.49 | 51918.2 | 51901.08 | 53.13 | 414.27 | 38939.51 | 39.86 | 387.67 | 25980.38 | 26.6 | 245.74 | 13011.06 | 13.32 | 206.66 | 2201640.37 | 2185756.8 | 6.172 | 357.07 | 1926317.938 | 5.44 | 355.024 | 1652642.2908 | 4.667 | 340.91 | 1368644.1941 | 3.865 | 271.433 | 1099872.928 | 3.106 | 255.514 | 828976.9879 | 2.341 | 239.498 | 550998.801 | 1.556 | 221.74 | 276561.7375 | 0.781 | 204.394 | 642.82 | 640.57 | 1.89 | 205.71 | 323.8 | 0.96 | 174.16 | 678.68 | 681 | 4.99 | 184.04 | 344.68 | 2.52 | 172.27 | 130.11 | 11.29 | 404.86 | 131.28 | 11.4 | 410.48 | 901735.58 | 6.09 | 403.43 | 3055454.33 | 20.63 | 370.25 | 155.4 | 16.1 | 11.9 | 39.4 | 20.7 | 230.5 | 0 | 1 | 0 | 0 | 0 | 0 | n+0 |  | 89.12 | 93.06 | 94.39 | 92.93 | Single | 1 | 800 | A2 | x | 230 | 2021 |  | #REF! | #REF! | #REF! | #REF! |  | 2 | [5 empty] | BCXI
TGG | BCXI | 2.0.3 | 2021 | TGG231 | High-End | Yes | Yes | Yes | Yes | Yes | Yes | Yes | Yes | Yes | Yes | Yes | Yes | No | No | No | No | Rack | 2 U | Managed | 1 | Intel(R) Xeon(R) Platinum 8352Y CPU @ 2.20GHz | 2 | 2 | 2200 | 32 | 2 | 511700 | 16 | 16 x 32GB 2Rx4 PC4-3200AA-R Smart Kit,1,2,4,5,8,9,11,12 | 2 |  |  | 1 | Standard | 1600 | Microsoft Corporation Microsoft Windows Server 2019 Standard | 1809 | Oracle Corporation | 11.0.5+10-LTS | Intel_Win_HS18_5 | 21.112 | 28.799 | 32.272 | 19.359 | 17.064 | 209.046 | 21.108 | 57.003 | 176.289 | 34 | 193.976 | 44 | 130853.83 | 130570.02 | 18.857 | 668.7 | 98186.449 | 14.18 | 613.856 | 65340.28 | 9.436 | 453.742 | 32669.103 | 4.718 | 321.681 | 1569553.3 | 1568441.054 | 26.58 | 684.278 | 1177324.347 | 19.952 | 618.758 | 784870.474 | 13.301 | 509.1 | 392216.568 | 6.647 | 316.197 | 429893.61 | 428119.384 | 26.847 | 621.056 | 322400.288 | 20.218 | 601.628 | 214931.265 | 13.478 | 412.506 | 107512.029 | 6.742 | 295.042 | 226096.58 | 225801.57 | 15 | 604.41 | 169560.19 | 11.26 | 565.89 | 113130.66 | 7.51 | 354.43 | 56470.51 | 3.75 | 279.55 | 293157.94 | 293057.06 | 14.03 | 624.04 | 220007.65 | 10.53 | 603.95 | 146630.5 | 7.02 | 389.89 | 73280.14 | 3.51 | 292.16 | 165595.04 | 165598.48 | 169.52 | 619.76 | 124130.84 | 127.07 | 584.08 | 82715.24 | 84.68 | 380.64 | 41361.99 | 42.34 | 293.53 | 7075334.55 | 7097497.08 | 20.043 | 646.7 | 6187173.698 | 17.472 | 637.188 | 5312039.2123 | 15.001 | 587.808 | 4417905.5538 | 12.476 | 462.461 | 3535103.4902 | 9.983 | 417.429 | 2653717.876 | 7.494 | 370.206 | 1770561.7 | 5 | 323.529 | 882093.8389 | 2.491 | 276.689 | 8917.54 | 9019.57 | 26.65 | 333.88 | 4453.41 | 13.16 | 323.2 | 11182.74 | 11179.11 | 81.84 | 331.26 | 5587.89 | 40.91 | 325.24 | 274 | 23.79 | 686.29 | 270.88 | 23.51 | 704.93 | 2853944.56 | 19.27 | 676.37 | 18975277.03 | 128.13 | 660.54 | 180.4 | 31.2 | 100.2 | 81.2 | 44 | 229.6 | 0 | 1 | 0 | 0 | 0 | 0 | n+0 |  | 89.12 | 93.06 | 94.39 | 92.93 | Single | 1 | 800 | A2 | x | 231 | 2021 |  | #REF! | #REF! | #REF! | #REF! |  | 2 | [5 empty] | BCXI
TGG | BCXJ | 2.0.3 | 2021 | TGG232 | High-End | Yes | Yes | Yes | Yes | Yes | Yes | Yes | Yes | Yes | Yes | Yes | Yes | No | No | No | No | Rack | 1 U | Managed | 1 | Intel(R) Xeon(R) Platinum 8380 CPU @ 2.30 GHz | 2 | 1 | 2300 | 40 | 2 | 255700 | 8 | 8 x 32GB DDR4-3200-MHz RDIMM/2Rx4/1.2v; slots P1 and P2 A1-H2 populated | 2 |  |  | 2 | Grid | 770 | Microsoft Corporation Windows Server 2019 Datacenter | 1809 (OS Build 17763.1) | OpenLogic | OpenJDK Runtime Environment (build 11.0.9.1+1-adhoc..jdk11u) | Intel_Win_HS18_5 | 21.729 | 25.767 | 32.489 | 20.104 | 17.009 | 212.948 | 19.567 | 27.636 | 322.497 | 25.493 | 127.432 | 39.1 | 98941.62 | 98721.69 | 14.257 | 477.197 | 74151.3 | 10.709 | 471.435 | 49476.198 | 7.145 | 363.341 | 24711.585 | 3.569 | 213.646 | 994815.93 | 994785.178 | 16.858 | 481.468 | 746060.801 | 12.643 | 462.461 | 497382.193 | 8.429 | 344.835 | 248768.053 | 4.216 | 223.773 | 311203.38 | 310327.793 | 19.461 | 445.187 | 233608.315 | 14.649 | 443.826 | 155490.556 | 9.751 | 299.606 | 77850.163 | 4.882 | 205.751 | 155186.33 | 155209.58 | 10.31 | 441.41 | 116424.13 | 7.73 | 330.87 | 77547.37 | 5.15 | 250.51 | 38812.62 | 2.58 | 177.08 | 200748.56 | 201010.11 | 9.62 | 447.4 | 150706.48 | 7.22 | 369.96 | 100286.95 | 4.8 | 289.51 | 50150.97 | 2.4 | 199.58 | 118723.24 | 118832.91 | 121.65 | 445.13 | 89112.92 | 91.23 | 364.27 | 59400.52 | 60.81 | 286.2 | 29684.89 | 30.39 | 214.9 | 4238890.84 | 4250178.93 | 12.002 | 460.01 | 3711978.545 | 10.482 | 456.498 | 3184178.1613 | 8.992 | 422.401 | 2651239.0896 | 7.487 | 329.264 | 2129277.5004 | 6.013 | 287.503 | 1589610.2943 | 4.489 | 218.089 | 1065878.1434 | 3.01 | 177.879 | 529397.9483 | 1.495 | 147.062 | 2352.3 | 2414.75 | 7.14 | 181.66 | 1170.37 | 3.46 | 177.82 | 11493.89 | 11220.1 | 82.14 | 184.22 | 5743.44 | 42.05 | 180.28 | 135.63 | 11.77 | 463.46 | 136.06 | 11.81 | 461.65 | 1967632.39 | 13.29 | 468.23 | 9009243.79 | 60.83 | 477.38 | 105.3 | 30.7 | 94.4 | 57 | 39.1 | 229.7 | 0 | 1 | 0 | 2 | 0 | 0 | n+0 |  | 0.8717 | 0.9189 | 0.9416 | 0.9307 | Single | 0.98 | 769 | A4 |  | 232 | 2021 |  | #REF! | #REF! | #REF! | #REF! |  | 1 | [5 empty] | BCXJ
TGG | BCXJ | 2.0.3 | 2021 | TGG233 | Low-End | Yes | Yes | Yes | Yes | Yes | Yes | Yes | Yes | Yes | Yes | Yes | Yes | No | No | No | No | Rack | 1 U | Managed | 1 | Intel(R) Xeon(R) Silver 4309Y CPU @ 2.8GHz | 2 | 1 | 2800 | 8 | 2 | 127700 | 8 | 8 x 16GB DDR4-3200-MHz RDIMM/1Rx4/1.2v; slots P1 A1-H2 populated | 2 |  |  | 2 | Grid | 770 | Microsoft Corporation Windows Server 2019 Datacenter | 1809 (OS Build 17763.1) | OpenLogic | OpenJDK Runtime Environment (build 11.0.9.1+1-adhoc..jdk11u) | Intel_Win_HS18_5 | 9.529 | 15.41 | 14.705 | 9.055 | 7.915 | 102.538 | 9.384 | 36.912 | 556.546 | 31.882 | 52.486 | 22.4 | 22297.39 | 22413.062 | 3.237 | 241.436 | 16756.995 | 2.42 | 215.912 | 11215.573 | 1.62 | 174.017 | 5581.707 | 0.806 | 136.749 | 321944.82 | 319987.561 | 5.423 | 255.875 | 241342.905 | 4.09 | 230.075 | 160964.156 | 2.728 | 179.134 | 80467.621 | 1.364 | 138.732 | 74767.7 | 73748.083 | 4.625 | 242.219 | 56048.377 | 3.515 | 199.63 | 37441.315 | 2.348 | 160.515 | 18682.48 | 1.172 | 123.216 | 34695.02 | 34685.36 | 2.3 | 194.78 | 26027.01 | 1.73 | 143.22 | 17407.68 | 1.16 | 126.46 | 8654.3 | 0.58 | 111.57 | 47438.49 | 47519.43 | 2.28 | 217.91 | 35595.59 | 1.7 | 175.71 | 23749.55 | 1.14 | 143.33 | 11879.8 | 0.57 | 116.43 | 26975.09 | 26988.57 | 27.63 | 202.38 | 20232.64 | 20.71 | 160.75 | 13513.51 | 13.83 | 134.3 | 6746.63 | 6.91 | 113.2 | 1054593.57 | 1055860.23 | 2.982 | 201.27 | 926029.365 | 2.615 | 190.586 | 794982.2033 | 2.245 | 177.96 | 657940.7277 | 1.858 | 152.666 | 524086.2632 | 1.48 | 140.017 | 396959.9331 | 1.121 | 131.074 | 265938.3673 | 0.751 | 120.177 | 134916.8015 | 0.381 | 111.723 | 2603.31 | 2602.35 | 7.69 | 147.94 | 1304.01 | 3.85 | 146.96 | 16185.25 | 16193.28 | 118.55 | 152.09 | 8086.2 | 59.2 | 148.98 | 76.63 | 6.65 | 203.75 | 74.31 | 6.45 | 207.16 | 494793.86 | 3.34 | 203.17 | 1545278.99 | 10.43 | 198.8 | 104.7 | 14.7 | 143.3 | 40.9 | 22.4 | 229.8 | 0 | 1 | 0 | 2 | 0 | 0 | n+0 |  | 0.8717 | 0.9189 | 0.9416 | 0.9307 | Single | 0.98 | 769 | A4 |  | 233 | 2021 |  | #REF! | #REF! | #REF! | #REF! |  | 1 | [5 empty] | BCXJ
TGG | BCXJ | 2.0.3 | 2021 | TGG234 | Typical | Yes | Yes | Yes | Yes | Yes | Yes | Yes | Yes | Yes | Yes | Yes | Yes | No | No | No | No | Rack | 1 U | Managed | 1 | Intel(R) Xeon(R) Gold 6346 CPU @ 3.10 GHzGHz | 2 | 1 | 3100 | 32 | 2 | 127700 | 8 | 8 x 16GB DDR4-3200-MHz RDIMM/2Rx4/1.2v; slots P1 A1-H1 populated | 2 |  |  | 2 | Grid | 770 | Microsoft Corporation Windows Server 2019 Datacenter | 1809 (OS Build 17763.1879) | RedHat | OpenJDK 64-Bit Server VM 18.9 (build 11.0.11+9-LTS, mixed mode) | Intel_Win_HS18_5 | 14.716 | 18.554 | 20.416 | 12.2 | 10.453 | 138.119 | 13.241 | 29.162 | 451.778 | 22.569 | 56.553 | 26 | 45306.25 | 45310.369 | 6.544 | 375.933 | 33970.082 | 4.906 | 293.376 | 22618.449 | 3.266 | 215.221 | 11328.107 | 1.636 | 154.089 | 560067.87 | 560544.748 | 9.499 | 383.338 | 420191.953 | 7.121 | 350.63 | 280158.871 | 4.748 | 268.858 | 140092.513 | 2.374 | 178.052 | 153678.53 | 152203.003 | 9.545 | 363.124 | 115269.995 | 7.229 | 325.622 | 76806.064 | 4.816 | 239.29 | 38398.355 | 2.408 | 162.79 | 73486.69 | 73501.23 | 4.88 | 356.69 | 55182.97 | 3.67 | 247.62 | 36732.17 | 2.44 | 189.77 | 18395.04 | 1.22 | 143.64 | 97731.89 | 97843.88 | 4.68 | 363.92 | 73295.15 | 3.51 | 292.25 | 48841.77 | 2.34 | 222.25 | 24414.37 | 1.17 | 159.19 | 56058.51 | 56113.47 | 57.44 | 363.86 | 42015.6 | 43.01 | 264.94 | 28051.47 | 28.72 | 198.03 | 14028.96 | 14.36 | 146.67 | 2205971.12 | 2216134.97 | 6.258 | 354.36 | 1922491.749 | 5.429 | 355.276 | 1646976.4933 | 4.651 | 275.934 | 1384933.3617 | 3.911 | 229.986 | 1103059.9391 | 3.115 | 200.863 | 826852.3139 | 2.335 | 174.243 | 547457.6776 | 1.546 | 151.192 | 274082.9512 | 0.774 | 134.741 | 2549.41 | 2574.11 | 7.61 | 183.5 | 1275.73 | 3.77 | 183.7 | 16416.32 | 16207.06 | 118.66 | 188.81 | 8214.63 | 60.14 | 185.18 | 99.08 | 8.6 | 387.58 | 98.35 | 8.54 | 371.96 | 988358.17 | 6.67 | 370.77 | 3177413.51 | 21.46 | 379.38 | 119.1 | 20 | 114.8 | 35.7 | 26 | 230 | 0 | 1 | 0 | 2 | 0 | 0 | n+0 |  | 0.8717 | 0.9189 | 0.9416 | 0.9307 | Single | 0.98 | 769 | A4 |  | 234 | 2021 |  | #REF! | #REF! | #REF! | #REF! |  | 1 | [5 empty] | BCXJ
TGG | BCXK | 2.0.3 | 2021 | TGG235 | High-End | Yes | Yes | Yes | Yes | Yes | Yes | Yes | Yes | Yes | Yes | Yes | Yes | No | No | No | No | Rack | 1 U | Managed | 1 | AMD(R) EYPC(TM) 3rd Gen 7763 CPU @ 2.45 GHz | 2 | 1 | 2450 | 64 | 1.9692 | 255900 | 8 | 8 x s 32 x 32GB DDR4-3200-MHz RDIMM/2Rx4/1.2v; slots P1 and P2 A1-H2 populated | 2 |  |  | 2 | Grid | 770 | Microsoft Corporation Windows Server 2019 Datacenter | 1809 (OS Build 17763.1518) | RedHat | OpenJDK 64-Bit Server VM 18.9 (build 11.0.11+9-LTS, mixed mode) | AMD_EPYC_Win_OJDK11_1 | 28.196 | 26.528 | 49.113 | 38.277 | 32 | 592.995 | 30.279 | 39.315 | 577.511 | 23.14 | 123.433 | 54.1 | 118342.08 | 118290.402 | 17.083 | 468.226 | 88757.386 | 12.818 | 359.571 | 59218.854 | 8.552 | 312.141 | 29588.775 | 4.273 | 240.93 | 841990.12 | 841987.102 | 14.269 | 424.906 | 631719.016 | 10.706 | 316.516 | 420950.333 | 7.134 | 258.31 | 210661.417 | 3.57 | 226.133 | 456767.2 | 456235.824 | 28.61 | 400.816 | 342696.215 | 21.49 | 413.177 | 228465.006 | 14.327 | 303.79 | 114104.033 | 7.155 | 215.343 | 332159.62 | 332059.23 | 22.05 | 422.75 | 249042.18 | 16.54 | 383.63 | 166042.57 | 11.03 | 281.55 | 83055.13 | 5.52 | 226.41 | 420036.33 | 421301.5 | 20.17 | 459.01 | 314972.64 | 15.08 | 447.48 | 209949.06 | 10.05 | 299.81 | 105023.27 | 5.03 | 238.07 | 344894.44 | 347479.86 | 355.72 | 444.83 | 258743.69 | 264.88 | 402.45 | 172340.49 | 176.43 | 304.96 | 86270.11 | 88.32 | 217.47 | 7475081.84 | 7453933.36 | 21.05 | 455.56 | 6532652.755 | 18.448 | 445.522 | 5598870.2077 | 15.811 | 418.818 | 4664721.8548 | 13.173 | 357 | 3751112.0176 | 10.593 | 301.558 | 2804569.7328 | 7.92 | 276.565 | 1868650.8182 | 5.277 | 244.004 | 931315.4542 | 2.63 | 215.848 | 2525.7 | 2534.11 | 7.49 | 135.01 | 1261.71 | 3.73 | 133.75 | 15106.56 | 15163.05 | 111.01 | 136.36 | 7542.52 | 55.22 | 134.79 | 100.98 | 8.77 | 373.45 | 101.12 | 8.78 | 384.81 | 1842000.17 | 12.44 | 436.17 | 8042053.43 | 54.3 | 439.94 | 85.8 | 50.2 | 150.7 | 53.4 | 54.1 | 229.7 | 0 | 2 | 0 | 2 | 0 | 0 | n+0 |  | 0.8717 | 0.9189 | 0.9416 | 0.9307 | Single | 0.98 | 769 | A4 |  | 235 | 2021 |  | #REF! | #REF! | #REF! | #REF! |  | 1 | [5 empty] | BCXK
TGG | BCXK | 2.0.3 | 2021 | TGG236 | Low-End | Yes | Yes | Yes | Yes | Yes | Yes | Yes | Yes | Yes | Yes | Yes | Yes | No | No | No | No | Rack | 1 U | Managed | 1 | AMD(R) EYPC(TM) 3rd Gen 72F3 CPU @ 3.70 GHz | 2 | 1 | 3700 | 32 | 2 | 127900 | 8 | 8 x 16GB DDR4-3200-MHz RDIMM/1Rx4/1.2v; slots P1 A2-H2 populated | 2 |  |  | 2 | Grid | 770 | Microsoft Corporation Windows Server 2019 Datacenter | 1809 (OS Build 17763.1518) | RedHat | OpenJDK 64-Bit Server VM 18.9 (build 11.0.11+9-LTS, mixed mode) | AMD_EPYC_Win_OJDK11_1 | 10.255 | 14.208 | 14.951 | 9.404 | 8.058 | 143.802 | 11.271 | 38.436 | 563.738 | 28.609 | 52.617 | 23.3 | 30186.67 | 30115.979 | 4.349 | 273.468 | 22592.728 | 3.263 | 265.467 | 15123.966 | 2.184 | 231.536 | 7544.406 | 1.09 | 181.649 | 401010.34 | 400807.381 | 6.792 | 311.337 | 300800.594 | 5.098 | 290.135 | 200441.598 | 3.397 | 249.738 | 100261.099 | 1.699 | 217.39 | 97114.75 | 99678.365 | 6.251 | 275.055 | 72790.87 | 4.565 | 266.218 | 48501.033 | 3.041 | 213.195 | 24313.683 | 1.525 | 169.616 | 53856.63 | 53826.76 | 3.58 | 251.01 | 40357.24 | 2.68 | 238.59 | 26972.35 | 1.79 | 201.03 | 13437.42 | 0.89 | 162.69 | 70458.11 | 70666.41 | 3.38 | 264.81 | 52838.08 | 2.53 | 251.52 | 35255.81 | 1.69 | 222.8 | 17609.01 | 0.84 | 194.65 | 56134.04 | 56452.81 | 57.79 | 256.18 | 42099.22 | 43.1 | 243.15 | 28044.99 | 28.71 | 220.4 | 14028.89 | 14.36 | 174.93 | 1720738.67 | 1732235.04 | 4.892 | 276.01 | 1509188.484 | 4.262 | 257.224 | 1292864.1533 | 3.651 | 238.407 | 1077917.963 | 3.044 | 205.668 | 860847.0985 | 2.431 | 201.697 | 647671.4699 | 1.829 | 181.612 | 429892.3808 | 1.214 | 158.505 | 214237.9657 | 0.605 | 143.711 | 2591.73 | 2600.54 | 7.68 | 142.87 | 1292.4 | 3.82 | 139 | 15594.33 | 15596.92 | 114.19 | 145 | 7807.82 | 57.16 | 141.64 | 95.82 | 8.32 | 283.36 | 99.44 | 8.63 | 309.56 | 728825.08 | 4.92 | 312.83 | 2273785.6 | 15.35 | 291.8 | 82.7 | 16 | 147.2 | 38.8 | 23.3 | 229.7 | 0 | 2 | 0 | 2 | 0 | 0 | n+0 |  | 0.8717 | 0.9189 | 0.9416 | 0.9307 | Single | 0.98 | 769 | A4 |  | 236 | 2021 |  | #REF! | #REF! | #REF! | #REF! |  | 1 | [5 empty] | BCXK
TGG | BCXK | 2.0.3 | 2021 | TGG237 | Typical | Yes | Yes | Yes | Yes | Yes | Yes | Yes | Yes | Yes | Yes | Yes | Yes | No | No | No | No | Rack | 1 U | Managed | 1 | AMD(R) EYPC(TM) 3rd Gen 7543 CPU @ 2.80 GHz | 2 | 1 | 2800 | 32 | 2 | 127900 | 8 | 8 x 16GB DDR4-3200-MHz RDIMM/1Rx4/1.2v; slots P1 A2-H2 populated | 2 |  |  | 2 | Grid | 770 | Microsoft Corporation Windows Server 2019 Datacenter | 1809 (OS Build 17763.1518) | RedHat | OpenJDK 64-Bit Server VM 18.9 (build 11.0.11+9-LTS, mixed mode) | AMD_EPYC_Win_OJDK11_1 | 21.909 | 23.226 | 37.058 | 26.021 | 21.585 | 369.682 | 22.879 | 41.598 | 612.889 | 23.938 | 69.035 | 40.7 | 82618.26 | 82628.352 | 11.933 | 379.141 | 61957.597 | 8.948 | 346.652 | 41310.269 | 5.966 | 269.426 | 20593.314 | 2.974 | 232.203 | 674552.58 | 673611.396 | 11.416 | 355.375 | 505828.369 | 8.572 | 279.47 | 337119.419 | 5.713 | 248.439 | 168814.439 | 2.861 | 222.755 | 300414.05 | 295594.4 | 18.537 | 364.436 | 225366.904 | 14.133 | 318.345 | 150383.613 | 9.431 | 248.327 | 75159.736 | 4.713 | 214.304 | 182772.45 | 182811.19 | 12.14 | 325.46 | 137164.04 | 9.11 | 295.57 | 91430.11 | 6.07 | 231.26 | 45665.89 | 3.03 | 199.74 | 223825 | 224520.97 | 10.75 | 354.75 | 167906.07 | 8.04 | 325.52 | 111910.46 | 5.36 | 240.01 | 56005.06 | 2.68 | 206.34 | 176498.94 | 177236.83 | 181.44 | 344.36 | 132392.35 | 135.53 | 311.66 | 88225.98 | 90.32 | 244.29 | 44173.22 | 45.22 | 205.09 | 4492307.65 | 4547313.79 | 12.841 | 363.8 | 3942382.489 | 11.133 | 343.942 | 3370087.1398 | 9.517 | 325.834 | 2807756.7439 | 7.929 | 291.497 | 2252154.4824 | 6.36 | 236.06 | 1685928.8507 | 4.761 | 220.914 | 1120057.3314 | 3.163 | 197.595 | 558081.0478 | 1.576 | 177.066 | 2585.85 | 2588.37 | 7.65 | 130.17 | 1283.52 | 3.79 | 128.76 | 15462.19 | 15410.64 | 112.82 | 131.27 | 7741.14 | 56.67 | 129.68 | 76.96 | 6.68 | 279.35 | 80.35 | 6.98 | 291.12 | 1540111.52 | 10.4 | 370.72 | 3112089.49 | 21.01 | 304.4 | 86.1 | 36.7 | 159.7 | 40.7 | 40.7 | 229.5 | 0 | 2 | 0 | 2 | 0 | 0 | n+0 |  | 0.8717 | 0.9189 | 0.9416 | 0.9307 | Single | 0.98 | 769 | A4 |  | 237 | 2021 |  | #REF! | #REF! | #REF! | #REF! |  | 1 | [5 empty] | BCXK
TGG | BCXL | 2.0.3 | 2021 | TGG238 | High-End | Yes | Yes | Yes | Yes | Yes | Yes | Yes | Yes | Yes | Yes | Yes | Yes | No | No | No | No | Rack | 2 U | Managed | 1 | Intel(R) Xeon(R) Platinum 8380 CPU @ 2.30GHz | 2 | 1 | 2300 | 40 | 2 | 255700 | 8 | 8 x 32GB DDR4-3200-MHz RDIMM/2Rx4/1.2v, slots P1 A1-H2 populated | 2 |  |  | 2 | NA | 1050 | Microsoft Corporation Windows Server 2019 Datacenter | 1809 (OS Build 17763.1) | OpenLogic | OpenJDK Runtime Environment (build 11.0.9.1+1-adhoc..jdk11u) | Intel_Win_HS18_5 | 18.496 | 17.995 | 28.323 | 16.189 | 13.674 | 173.732 | 15.128 | 28.536 | 209.918 | 20.34 | 106.044 | 31.5 | 94735.97 | 94441.246 | 13.639 | 500.581 | 70915.247 | 10.241 | 497.486 | 47309.179 | 6.832 | 428.719 | 23659.806 | 3.417 | 260.954 | 735716.48 | 735716.285 | 12.468 | 509.328 | 551864.529 | 9.352 | 467.764 | 367843.989 | 6.234 | 396.089 | 183905.423 | 3.117 | 228.943 | 305112.89 | 307106.726 | 19.259 | 472.578 | 228917.762 | 14.355 | 473.394 | 152430.94 | 9.559 | 392.506 | 76192.05 | 4.778 | 223.44 | 155250.38 | 155239.11 | 10.31 | 472.48 | 116525.3 | 7.74 | 437.58 | 77667.93 | 5.16 | 362.88 | 38800.14 | 2.58 | 205.84 | 198874.36 | 199091.84 | 9.53 | 475.07 | 149137.91 | 7.14 | 473.7 | 99443.01 | 4.76 | 408.64 | 49715.77 | 2.38 | 239.87 | 118671.98 | 118632.3 | 121.44 | 473.12 | 89113.97 | 91.23 | 472.84 | 59363.44 | 60.77 | 412.12 | 29620.74 | 30.32 | 243.07 | 3836011.77 | 3853414.09 | 10.882 | 482.84 | 3347653.966 | 9.454 | 465.022 | 2870434.628 | 8.106 | 458.978 | 2399111.1035 | 6.775 | 425.118 | 1920351.2198 | 5.423 | 384.104 | 1439820.7744 | 4.066 | 276.278 | 957873.8797 | 2.705 | 207.343 | 478759.8837 | 1.352 | 172.261 | 2396.72 | 2402.46 | 7.1 | 199.44 | 1205.43 | 3.56 | 155.66 | 8032 | 8253.51 | 60.43 | 204.41 | 4027.14 | 29.48 | 197.79 | 108.49 | 9.42 | 435.57 | 107.86 | 9.36 | 489.32 | 1781460.85 | 12.03 | 505.44 | 7887172.34 | 53.26 | 502.22 | 124.8 | 24.6 | 77.4 | 46.4 | 31.5 | 229.7 | 0 | 2 | 0 | 2 | 0 | 0 | n+0 |  | 0.8852 | 0.926 | 0.9437 | 0.9275 | Single | 0.99 | 1066 | A4 |  | 238 | 2021 |  | #REF! | #REF! | #REF! | #REF! |  | 1 | [5 empty] | BCXL
TGG | BCXL | 2.0.3 | 2021 | TGG239 | Low-End | Yes | Yes | Yes | Yes | Yes | Yes | Yes | Yes | Yes | Yes | Yes | Yes | No | No | No | No | Rack | 2 U | Managed | 1 | Intel(R) Xeon(R) Silver 4309Y CPU @ 2.80 GHz | 2 | 1 | 2800 | 8 | 2 | 127700 | 8 | 8 x 16GB DDR4-3200-MHz RDIMM/1Rx4/1.2v; slots P1 A1-H2 populated | 2 |  |  | 2 | NA | 1050 | Microsoft Corporation Windows Server 2019 Datacenter | 1809 (OS Build 17763.1) | OpenLogic | OpenJDK Runtime Environment (build 11.0.9.1+1-adhoc..jdk11u) | Intel_Win_HS18_5 | 7.932 | 12.544 | 10.689 | 6.087 | 5.248 | 62.445 | 7.731 | 35.657 | 435.533 | 29.546 | 46.865 | 17.6 | 24086.38 | 24036.216 | 3.471 | 280.924 | 17984.076 | 2.597 | 256.93 | 12025.713 | 1.737 | 258.031 | 5990.583 | 0.865 | 183.722 | 326676.01 | 327138.417 | 5.544 | 285.802 | 244923.144 | 4.151 | 283.256 | 163461.41 | 2.77 | 241.525 | 81644.522 | 1.384 | 182.17 | 75353.19 | 74100.24 | 4.647 | 273.015 | 56464.293 | 3.541 | 273.022 | 37643.051 | 2.361 | 260.664 | 18889.352 | 1.185 | 181.419 | 35185.03 | 35134.51 | 2.33 | 223.57 | 26359.16 | 1.75 | 234.98 | 17594.1 | 1.17 | 240.21 | 8811.15 | 0.59 | 161.2 | 47134.28 | 47150.44 | 2.26 | 252.2 | 35338.2 | 1.69 | 261.87 | 23557.62 | 1.13 | 267.92 | 11761.26 | 0.56 | 180.66 | 26997.59 | 27013.46 | 27.65 | 273.29 | 20267.45 | 20.75 | 273.43 | 13498.17 | 13.82 | 266.54 | 6748.09 | 6.91 | 180.84 | 1061520.46 | 1065439.95 | 3.009 | 227.47 | 936357.726 | 2.644 | 232.154 | 797106.8773 | 2.251 | 229.176 | 662898.3005 | 1.872 | 202.525 | 532230.847 | 1.503 | 187.367 | 398022.2702 | 1.124 | 155.335 | 262751.3563 | 0.742 | 137.584 | 133500.3522 | 0.377 | 126.399 | 2532.9 | 2572.37 | 7.6 | 164.95 | 1262.55 | 3.73 | 135.19 | 13882.06 | 14536.72 | 106.43 | 172.39 | 6943.13 | 50.83 | 165.44 | 75.87 | 6.59 | 216.49 | 75.62 | 6.57 | 228.77 | 500333.61 | 3.38 | 253.26 | 1577396.81 | 10.65 | 227.27 | 106.2 | 10.7 | 124.6 | 37.2 | 17.6 | 229.7 | 0 | 2 | 0 | 2 | 0 | 0 | n+0 |  | 0.8852 | 0.926 | 0.9437 | 0.9275 | Single | 0.99 | 1066 | A4 |  | 239 | 2021 |  | #REF! | #REF! | #REF! | #REF! |  | 1 | [5 empty] | BCXL
TGG | BCXL | 2.0.3 | 2021 | TGG240 | Typical | Yes | Yes | Yes | Yes | Yes | Yes | Yes | Yes | Yes | Yes | Yes | Yes | No | No | No | No | Rack | 2 U | Managed | 1 | Intel(R) Xeon(R) Gold 6346 CPU @ 3.10 GHz | 2 | 1 | 3100 | 16 | 2 | 127700 | 16 | 16 x 16 x 16GB DDR4-3200-MHz RDIMM/1Rx4/1.2v; slots P1 A1-H2 populated | 2 |  |  | 2 | NA | 1050 | Microsoft Corporation Windows Server 2019 Datacenter | 1809 (OS Build 17763.1) | OpenLogic | OpenJDK Runtime Environment (build 11.0.9.1+1-adhoc..jdk11u) | Intel_Win_HS18_5 | 11.504 | 15.687 | 16.034 | 8.833 | 8.046 | 99.19 | 10.202 | 25.09 | 271.119 | 20.805 | 56.857 | 21.3 | 47952.14 | 47781.075 | 6.9 | 399.467 | 35919.339 | 5.187 | 396.876 | 23936.024 | 3.457 | 355.896 | 11996.63 | 1.733 | 216.947 | 562032.16 | 562166.69 | 9.527 | 406.353 | 421504.251 | 7.143 | 403.733 | 281143.493 | 4.764 | 357.988 | 140441.107 | 2.38 | 216.999 | 152769.83 | 152385.311 | 9.556 | 385.86 | 114688.978 | 7.192 | 387.942 | 76363.738 | 4.789 | 342.586 | 38172.236 | 2.394 | 232.43 | 74513.03 | 74514.13 | 4.95 | 384.41 | 55947.13 | 3.72 | 360.77 | 37317.52 | 2.48 | 330.39 | 18641.73 | 1.24 | 202.34 | 97772.32 | 97870.84 | 4.69 | 386.98 | 73379.11 | 3.51 | 387.2 | 48904.02 | 2.34 | 346.37 | 24390.84 | 1.17 | 206.95 | 55981.89 | 56057.32 | 57.39 | 386.41 | 42026.42 | 43.02 | 381.38 | 27994.42 | 28.66 | 342.67 | 13992.35 | 14.32 | 207.32 | 2222478.17 | 2232434.03 | 6.304 | 379.46 | 1952005.998 | 5.512 | 381.687 | 1673534.9188 | 4.726 | 373.226 | 1387766.2605 | 3.919 | 354.63 | 1110496.2982 | 3.136 | 307.553 | 832518.1113 | 2.351 | 233.326 | 558435.1602 | 1.577 | 208.869 | 275499.4005 | 0.778 | 172.736 | 2532.99 | 2526.4 | 7.46 | 214.6 | 1269.41 | 3.75 | 207.23 | 11480.4 | 11185.52 | 81.89 | 220.4 | 5752.08 | 42.11 | 212.87 | 98.42 | 8.54 | 410.25 | 98.15 | 8.52 | 409.86 | 983062.51 | 6.64 | 402.64 | 3177815.23 | 21.46 | 377.4 | 140.6 | 15.4 | 82.5 | 34.4 | 21.3 | 229.7 | 0 | 2 | 0 | 2 | 0 | 0 | n+0 |  | 0.8852 | 0.926 | 0.9437 | 0.9275 | Single | 0.99 | 1066 | A4 |  | 0 | 2021 |  | #REF! | #REF! | #REF! | #REF! |  | 1 | [5 empty] | BCXL
TGG | BCXM | 2.0.3 | 2021 | TGG241 | High-End | Yes | Yes | Yes | Yes | Yes | Yes | Yes | Yes | Yes | Yes | Yes | Yes | No | No | No | No | Rack | 2 U | Managed | 1 | AMD(R) EYPC(TM) 3rd Gen 7763 CPU @ 2.45 GHz | 2 | 1 | 2450 | 64 | 2 | 511900 | 8 | 8 x 32GB DDR4-3200-MHz RDIMM/2Rx4/1.2v; slots P1 A2-H2 populated | 2 |  |  | 2 | Grid | 770 | Microsoft Corporation Windows Server 2019 Datacenter | 1809 (OS Build 17763.1879) | RedHat | OpenJDK 64-Bit Server VM 18.9 (build 11.0.11+9-LTS, mixed mode) | AMD_EPYC_Win_OJDK11_1 | 18.191 | 18.271 | 30.042 | 23.327 | 19.529 | 355.638 | 22.746 | 31.123 | 488.951 | 19.657 | 106.088 | 38.3 | 109298.61 | 109410.62 | 15.801 | 695.065 | 81983.112 | 11.84 | 531.487 | 54602.718 | 7.886 | 436.894 | 27260.933 | 3.937 | 328.613 | 784568.23 | 784468.178 | 13.294 | 555.7 | 588159.895 | 9.967 | 439.368 | 392239.676 | 6.647 | 364.371 | 196138.379 | 3.324 | 295.339 | 457209.9 | 458097.165 | 28.727 | 622.394 | 343023.155 | 21.511 | 656.216 | 228748.889 | 14.345 | 493.603 | 114199.637 | 7.161 | 386.577 | 323335.73 | 321934.29 | 21.38 | 649.64 | 242373.28 | 16.1 | 604.85 | 161750.59 | 10.74 | 468.1 | 80909.08 | 5.37 | 364.84 | 381010.43 | 380207.45 | 18.2 | 649.83 | 285758.72 | 13.68 | 644.37 | 190610.85 | 9.13 | 459.94 | 95281.69 | 4.56 | 370.07 | 327718.58 | 328886.06 | 336.68 | 668.45 | 245881.47 | 251.71 | 627.37 | 163875.3 | 167.76 | 480.05 | 81842.9 | 83.78 | 369.87 | 7162902.76 | 7133922.55 | 20.146 | 689.99 | 6257341.024 | 17.67 | 678.791 | 5366926.625 | 15.156 | 638.08 | 4472792.9665 | 12.631 | 488.695 | 3582554.5438 | 10.117 | 352.514 | 2693024.3457 | 7.605 | 307.319 | 1790037.8787 | 5.055 | 280.031 | 898737.1189 | 2.538 | 211.811 | 2404.38 | 2459.65 | 7.27 | 167.55 | 1198.55 | 3.54 | 158.56 | 15104.76 | 15203.14 | 111.31 | 160.89 | 7531.53 | 55.14 | 159.56 | 93.32 | 8.1 | 404.19 | 92.91 | 8.07 | 418.32 | 1721889.9 | 11.63 | 549.77 | 10759951.44 | 72.66 | 684.86 | 134.5 | 32.3 | 123.4 | 45.7 | 38.3 | 229.8 | 0 | 2 | 0 | 2 | 0 | 0 | n+0 |  | 0.8717 | 0.9189 | 0.9416 | 0.9307 | Single | 0.98 | 769 | A4 |  | 0 | 2021 |  | #REF! | #REF! | #REF! | #REF! |  | 1 | [5 empty] | BCXM
TGG | BCXM | 2.0.3 | 2021 | TGG242 | Low-End | Yes | Yes | Yes | Yes | Yes | Yes | Yes | Yes | Yes | Yes | Yes | Yes | No | No | No | No | Rack | 2 U | Managed | 1 | AMD(R) EYPC(TM) 3rd Gen 72F3 CPU @ 3.70 GHz | 2 | 1 | 3700 | 8 | 2 | 127900 | 8 | 8 x 16GB DDR4-3200-MHz RDIMM/1Rx4/1.2v; slots P1 A2-H2 populated | 2 |  |  | 2 | Grid | 770 | Microsoft Corporation Windows Server 2019 Datacenter | 1809 (OS Build 17763.1518) | RedHat | OpenJDK 64-Bit Server VM 18.9 (build 11.0.11+9-LTS, mixed mode) | AMD_EPYC_Win_OJDK11_1 | 8.857 | 12.946 | 12.437 | 8.422 | 7.554 | 128.346 | 10.647 | 35.607 | 528.083 | 27.943 | 50.305 | 21.4 | 29380.01 | 29834.482 | 4.309 | 311.824 | 22220.668 | 3.209 | 290.133 | 14831.676 | 2.142 | 263.309 | 7395.463 | 1.068 | 215.811 | 394885.85 | 394886.929 | 6.692 | 298.833 | 296131.514 | 5.018 | 312.285 | 197440.335 | 3.346 | 282.222 | 98738.589 | 1.673 | 254.176 | 93318.08 | 93910.123 | 5.889 | 288.992 | 69956.595 | 4.387 | 282.127 | 46651.904 | 2.926 | 262.301 | 23357.843 | 1.465 | 216.381 | 53583.71 | 53577.72 | 3.56 | 277.1 | 40189.1 | 2.67 | 242.96 | 26820.17 | 1.78 | 226.97 | 13403.11 | 0.89 | 195.9 | 69843.84 | 70059.53 | 3.35 | 290.88 | 52386.59 | 2.51 | 277.92 | 34934.4 | 1.67 | 234.33 | 17447.94 | 0.84 | 190.6 | 55822.62 | 56151.06 | 57.48 | 263.39 | 41855.8 | 42.85 | 270.48 | 27883.42 | 28.54 | 250.28 | 13959.95 | 14.29 | 207.66 | 1700490.84 | 1710269.77 | 4.83 | 268.54 | 1487553.839 | 4.201 | 251.58 | 1278699.6597 | 3.611 | 227.58 | 1065878.1434 | 3.01 | 234.637 | 850931.953 | 2.403 | 214.738 | 639526.886 | 1.806 | 196.322 | 424934.808 | 1.2 | 171.645 | 211759.1793 | 0.598 | 159.277 | 2568.5 | 2572.55 | 7.6 | 152.53 | 1282.41 | 3.79 | 148.92 | 15677.86 | 15564.2 | 113.95 | 155.49 | 7844.05 | 57.43 | 150.91 | 96.33 | 8.36 | 279.06 | 98.05 | 8.51 | 326.64 | 704377.16 | 4.76 | 318.86 | 2213503.27 | 14.95 | 297.11 | 97.8 | 14.3 | 137.1 | 37.5 | 21.4 | 229.7 | 0 | 2 | 0 | 2 | 0 | 0 | n+0 |  | 0.8717 | 0.9189 | 0.9416 | 0.9307 | Single | 0.98 | 769 | A4 |  | 0 | 2021 |  | #REF! | #REF! | #REF! | #REF! |  | 1 | [5 empty] | BCXM
TGG | BCXM | 2.0.3 | 2021 | TGG243 | Typical | Yes | Yes | Yes | Yes | Yes | Yes | Yes | Yes | Yes | Yes | Yes | Yes | No | No | No | No | Rack | 2 U | Managed | 1 | AMD(R) EYPC(TM) 3rd Gen 7543 CPU @ 2.80 GHz | 2 | 1 | 2800 | 32 | 2 | 127900 | 8 | 8 x 16GB DDR4-3200-MHz RDIMM/1Rx4/1.2v; slots P1 A2-H2 populated | 2 |  |  | 2 | Grid | 770 | Microsoft Corporation Windows Server 2019 Datacenter | 1809 (OS Build 17763.1518) | RedHat | OpenJDK 64-Bit Server VM 18.9 (build 11.0.11+9-LTS, mixed mode) | AMD_EPYC_Win_OJDK11_1 | 21.146 | 21.971 | 33.024 | 23.494 | 21.017 | 364.809 | 21.651 | 35.839 | 530.66 | 21.368 | 81.942 | 39.3 | 83948.4 | 83791.928 | 12.101 | 383.805 | 62896.557 | 9.083 | 355.127 | 41970.194 | 6.061 | 294.676 | 20965.96 | 3.028 | 251.187 | 706482.53 | 706431.86 | 11.972 | 382.579 | 529880.496 | 8.98 | 306.106 | 353110.945 | 5.984 | 279.29 | 176634.687 | 2.993 | 252.65 | 292052.68 | 286060.352 | 17.939 | 373.052 | 218934.534 | 13.729 | 340.264 | 145938.848 | 9.152 | 279.503 | 72961.799 | 4.575 | 244.397 | 181971.85 | 181993.46 | 12.09 | 345.75 | 136474.59 | 9.06 | 318 | 90912.07 | 6.04 | 258.92 | 45441.44 | 3.02 | 230.18 | 233837.43 | 234852.72 | 11.24 | 373.37 | 175352.19 | 8.4 | 349.35 | 116854.46 | 5.6 | 269.39 | 58476.77 | 2.8 | 215.67 | 189144.61 | 190370.8 | 194.88 | 358.78 | 141825.49 | 145.19 | 328.8 | 94485.54 | 96.73 | 274.11 | 47334.72 | 48.46 | 231.56 | 4588567.11 | 4655895.92 | 13.148 | 375.69 | 4006927.065 | 11.315 | 367.154 | 3436306.1474 | 9.704 | 353.552 | 2865477.0553 | 8.092 | 311.618 | 2293231.5138 | 6.476 | 240.194 | 1717444.849 | 4.85 | 243.771 | 1147678.0939 | 3.241 | 224.279 | 572245.5414 | 1.616 | 199.413 | 2608.99 | 2603.54 | 7.69 | 152.65 | 1306.85 | 3.86 | 151.48 | 15682.02 | 15727.44 | 115.14 | 153.62 | 7828.6 | 57.32 | 152.56 | 83.42 | 7.24 | 329.79 | 83.51 | 7.25 | 348.62 | 1559322.85 | 10.53 | 372.56 | 4764074.59 | 32.17 | 392.59 | 117.2 | 34.6 | 137.9 | 41.8 | 39.3 | 229.7 | 0 | 2 | 0 | 2 | 0 | 0 | n+0 |  | 0.8717 | 0.9189 | 0.9416 | 0.9307 | Single | 0.98 | 769 | A4 |  | 0 | 2021 |  | #REF! | #REF! | #REF! | #REF! |  | 1 | [5 empty] | BCXM
TGG | BCXN | 2.0.3 | 2020 | TGG244 | High-End | Yes | Yes | Yes | Yes | Yes | Yes | Yes | Yes | Yes | Yes | Yes | Yes | No | No | No | No | Blade | 6 U | Managed | 4 | Intel(R) Xeon(R) Platinum 8380 CPU @ 2.30GHz | 2 | 1 | 2300 | 40 | 2 | 255700 | 8 | 8 x 32GB DDR4-3200-MHz RDIMM/2Rx4/1.2v; slots P1 and P2 A1-H2 populated | 8 |  |  | 2 | Grid | 2500 | Microsoft Corporation Windows Server 2019 Datacenter | 1809 (OS Build 17763.1) | OpenLogic | OpenJDK Runtime Environment (build 11.0.9.1+1-adhoc..jdk11u) | Intel_Win_HS18_5 | 18.9 | 22.505 | 29.402 | 15.554 | 14.262 | 175.877 | 17 | 21.823 | 210.786 | 25.314 | 116.135 | 34.1 | 316565.11 | 316295.027 | 45.678 | 1747.969 | 237470.728 | 34.295 | 1588.056 | 158286.198 | 22.859 | 1370.05 | 79066.73 | 11.419 | 842.692 | 3119197.09 | 3118996.009 | 52.857 | 1684.756 | 2339846.877 | 39.653 | 1549.975 | 1559399.861 | 26.427 | 1286.267 | 779659.064 | 13.213 | 849.411 | 1125450.96 | 1127355.909 | 70.696 | 1658.817 | 844103.264 | 52.933 | 1621.539 | 562557.348 | 35.278 | 1394.106 | 281219.959 | 17.635 | 830.756 | 469618.82 | 469658.47 | 31.19 | 1363.87 | 352233.46 | 23.39 | 1277.83 | 234709.36 | 15.59 | 1159.11 | 117417.53 | 7.8 | 750.28 | 646123.3 | 646279.3 | 30.94 | 1510.98 | 484803.02 | 23.21 | 1414.72 | 323244 | 15.48 | 1246.38 | 161554.96 | 7.74 | 779.92 | 363831.9 | 363730.94 | 372.35 | 1467.23 | 272933.89 | 279.4 | 1360.93 | 181884.7 | 186.2 | 1217.84 | 90978.52 | 93.14 | 775.35 | 15075577.21 | 15113258.33 | 42.679 | 1751.63 | 13189114.503 | 37.246 | 1624.96 | 11293350.7473 | 31.892 | 1514.256 | 9426470.4908 | 26.62 | 1383.444 | 7509660.3944 | 21.207 | 1050.163 | 5645613.0366 | 15.943 | 942.304 | 3764214.1742 | 10.63 | 841.737 | 1885648.2105 | 5.325 | 745.431 | 8884.02 | 8974.17 | 26.52 | 880.93 | 4435.07 | 13.1 | 828.13 | 36098.06 | 35728.22 | 261.57 | 892.91 | 18053.6 | 132.17 | 871.46 | 463.25 | 40.21 | 1581.79 | 460.23 | 39.95 | 1584.96 | 6876579.91 | 46.43 | 1795.24 | 30791522.47 | 207.92 | 1790.31 | 596.6 | 26.1 | 67.8 | 54.2 | 34.1 | 228.9 | 0 | 0 | 0 | 4 | 0 | 0 | 1+1 |  | 0.89 | 0.9488 | 0.9482 | 0.927 | Single | 1 | 2500 | A3 |  | 0 | 2020 |  | #REF! | #REF! | #REF! | #REF! |  | 1 | [5 empty] | BCXN
TGG | BCXN | 2.0.3 | 2020 | TGG245 | Low-End | Yes | Yes | Yes | Yes | Yes | Yes | Yes | Yes | Yes | Yes | Yes | Yes | No | No | No | No | Blade | 6 U | Managed | 4 | Intel(R) Xeon(R) Silver 4309Y CPU @ 2.8GHz | 2 | 1 | 2800 | 8 | 2 | 127700 | 8 | 8 x 16GB DDR4-3200-MHz RDIMM/1Rx4/1.2v; slots P1-A1 through P2-H1 populated | 8 |  |  | 2 | Grid | 2500 | Microsoft Corporation Windows Server 2019 Datacenter | 1809 (OS Build 17763.1) | OpenLogic | OpenJDK Runtime Environment (build 11.0.9.1+1-adhoc..jdk11u) | Intel_Win_HS18_5 | 7.838 | 13.443 | 11.811 | 5.407 | 5.197 | 63.514 | 6.876 | 26.709 | 330.605 | 28.542 | 43.7 | 17 | 80848.72 | 80840.798 | 11.675 | 917.783 | 60597.249 | 8.751 | 910.903 | 40417.22 | 5.837 | 850.569 | 20185.024 | 2.915 | 647.592 | 1219854.81 | 1220410.628 | 20.682 | 950.908 | 915069.683 | 15.508 | 938.044 | 610133.155 | 10.34 | 893.436 | 304939.472 | 5.168 | 658.419 | 278855.08 | 276283.215 | 17.326 | 888.736 | 209245.987 | 13.122 | 890.417 | 139492.383 | 8.748 | 882.003 | 69765.249 | 4.375 | 640.475 | 114170.46 | 114152.25 | 7.58 | 860.28 | 85643.3 | 5.69 | 840.33 | 57014.53 | 3.79 | 810.01 | 28555.69 | 1.9 | 619 | 156951.06 | 156984.33 | 7.52 | 890.88 | 117803.07 | 5.64 | 878.72 | 78456.31 | 3.76 | 835.73 | 39260.03 | 1.88 | 626.98 | 88886.51 | 88835.09 | 90.94 | 887.14 | 66682.93 | 68.26 | 861.67 | 44487.01 | 45.54 | 825.32 | 22208.38 | 22.74 | 626.04 | 4043319.69 | 4060587.66 | 11.467 | 921.37 | 3542986.082 | 10.005 | 915.654 | 3032618.0798 | 8.564 | 904.473 | 2522696.3102 | 7.124 | 873.728 | 2023397.9108 | 5.714 | 735.485 | 1519496.0509 | 4.291 | 692.613 | 1006033.1579 | 2.841 | 658.256 | 503901.8598 | 1.423 | 621.454 | 9341.49 | 9290.07 | 27.45 | 746.77 | 4663.78 | 13.78 | 709.99 | 48300.96 | 48863.04 | 357.74 | 772.8 | 24167.69 | 176.94 | 749.37 | 327.09 | 28.39 | 982.11 | 320.42 | 27.81 | 987.1 | 1880045.31 | 12.7 | 932.72 | 6033828.17 | 40.74 | 932.32 | 559.9 | 10.6 | 94 | 35.3 | 17 | 229.3 | 0 | 0 | 0 | 4 | 0 | 0 | 1+1 |  | 0.89 | 0.9488 | 0.9482 | 0.927 | Single | 1 | 2500 | A3 |  | 0 | 2020 |  | #REF! | #REF! | #REF! | #REF! |  | 1 | [5 empty] | BCXN
TGG | BCXN | 2.0.3 | 2020 | TGG246 | Typical | Yes | Yes | Yes | Yes | Yes | Yes | Yes | Yes | Yes | Yes | Yes | Yes | No | No | No | No | Blade | 6 U | Managed | 4 | Intel(R) Xeon(R) Gold 6346 CPU @ 3.1GHz | 2 | 1 | 3100 | 16 | 2 | 127700 | 8 | 8 x 16GB DDR4-3200-MHz RDIMM/1Rx4/1.2v; slots P1-A1 through P2-H1 populated | 8 |  |  | 2 | Grid | 2500 | Microsoft Corporation Windows Server 2019 Datacenter | 1809 (OS Build 17763.1) | OpenLogic | OpenJDK Runtime Environment (build 11.0.9.1+1-adhoc..jdk11u) | Intel_Win_HS18_5 | 13.181 | 18.859 | 18.653 | 9.434 | 8.594 | 107.035 | 11.441 | 20.948 | 265.979 | 25.426 | 61.697 | 23.8 | 189410.08 | 189135.73 | 27.314 | 1404.339 | 141937.592 | 20.498 | 1349.594 | 94567.814 | 13.657 | 1187.977 | 47287.586 | 6.829 | 768.258 | 2290502.83 | 2290216.31 | 38.812 | 1439.771 | 1717738.414 | 29.11 | 1370.516 | 1145360.149 | 19.41 | 1133.384 | 572463.164 | 9.701 | 752.013 | 610500.61 | 611204.615 | 38.328 | 1340.41 | 457887.284 | 28.714 | 1341.648 | 305274.603 | 19.144 | 1223.945 | 152594.46 | 9.569 | 756.61 | 256466.84 | 256428.43 | 17.03 | 1192.38 | 192280.1 | 12.77 | 1132.6 | 128351.2 | 8.53 | 1045.64 | 64158.29 | 4.26 | 706.25 | 347421.89 | 347751.26 | 16.65 | 1305.56 | 260697.81 | 12.48 | 1234.47 | 173655.27 | 8.31 | 1109.08 | 86922.81 | 4.16 | 737.31 | 197029.13 | 197084.16 | 201.76 | 1264.07 | 147812.15 | 151.32 | 1192.51 | 98510.97 | 100.85 | 1085.01 | 49247.3 | 50.41 | 723.01 | 9000836.19 | 9022140.25 | 25.478 | 1394.67 | 7874301.074 | 22.237 | 1353.684 | 6738757.8302 | 19.03 | 1286.709 | 5636760.2281 | 15.918 | 1214.799 | 4513161.7733 | 12.745 | 1032.913 | 3367962.4657 | 9.511 | 857.621 | 2251446.2577 | 6.358 | 776.683 | 1124660.7918 | 3.176 | 704.798 | 8161.11 | 8564.66 | 25.31 | 849.12 | 4102.41 | 12.12 | 823.19 | 45075.89 | 43347.98 | 317.36 | 873.59 | 22547.11 | 165.07 | 847.66 | 415.68 | 36.08 | 1411.12 | 412.57 | 35.81 | 1416.53 | 3952156.19 | 26.69 | 1422.29 | 12989379.02 | 87.71 | 1421.62 | 584.4 | 17.3 | 74.6 | 39.6 | 23.8 | 229.3 | 0 | 0 | 0 | 4 | 0 | 0 | 1+1 |  | 0.89 | 0.9488 | 0.9482 | 0.927 | Single | 1 | 2500 | A3 |  | 0 | 2020 |  | #REF! | #REF! | #REF! | #REF! |  | 1 | [5 empty] | BCXN
TGG | BCXO | 2.0.3 | 2021 | TGG247 | High-End | Yes | Yes | Yes | Yes | Yes | Yes | Yes | Yes | Yes | Yes | Yes | Yes | No | No | No | No | Blade | 7 U | Managed | 4 | Intel(R) Xeon(R) Platinum 8380 CPU @ 2.30 GHz | 2 | 1 | 2300 | 40 | 2 | 255700 | 8 | 8 x 32GB DDR4-3200-MHz RDIMM/2Rx4/1.2v; slots P1 and P2 A1-H2 populated | 8 |  |  | 3 | Grid | 2800 | Microsoft Corporation Windows Server 2019 Datacenter | 1809 (OS Build 17763.1) | OpenLogic | OpenJDK Runtime Environment (build 11.0.9.1+1-adhoc..jdk11u) | Intel_Win_HS18_5 | 16.187 | 15.986 | 23.603 | 13.391 | 11.921 | 149.302 | 12.698 | 18.475 | 195.607 | 19.095 | 93.587 | 27.4 | 382086.37 | 382741.729 | 55.274 | 2255.306 | 286591.215 | 41.389 | 2240.194 | 191191.607 | 27.611 | 1938.35 | 95297.535 | 13.763 | 1292.906 | 2995866.71 | 2995882.542 | 50.771 | 2274.083 | 2246899.188 | 38.078 | 2076.65 | 1497859.639 | 25.384 | 1798.903 | 749222.875 | 12.697 | 1122.936 | 1233887.39 | 1249065.356 | 78.328 | 2144.472 | 925438.149 | 58.034 | 2122.108 | 616848.445 | 38.682 | 1890.278 | 308536.837 | 19.348 | 1274.322 | 620885.57 | 620969.83 | 41.24 | 2089.75 | 466014.06 | 30.95 | 1959.71 | 310313.02 | 20.61 | 1766.21 | 155205.92 | 10.31 | 1166.09 | 807680.62 | 806476.12 | 38.61 | 2082.75 | 605716.05 | 29 | 2113.27 | 403881.55 | 19.34 | 1860.41 | 201944.87 | 9.67 | 1265.84 | 474941.66 | 474702.33 | 485.95 | 2139.75 | 356292.83 | 364.74 | 2094.59 | 237424.09 | 243.05 | 1867.08 | 118753.64 | 121.57 | 1259.51 | 15130310.64 | 15178547.59 | 42.864 | 2145.37 | 13237803.569 | 37.383 | 2125.349 | 11341510.0255 | 32.028 | 2025.757 | 9464360.5112 | 26.727 | 1830.327 | 7563839.5824 | 21.36 | 1727.917 | 5670046.7881 | 16.012 | 1274.849 | 3785106.8023 | 10.689 | 1100.221 | 1892376.345 | 5.344 | 967.463 | 9132.85 | 9382.61 | 27.72 | 1074.99 | 4566.91 | 13.49 | 1019.45 | 40561.37 | 41757.06 | 305.71 | 1103.27 | 20258.97 | 148.32 | 1074.14 | 434.56 | 37.72 | 1977.89 | 431.4 | 37.45 | 1958.81 | 7152615.9 | 48.3 | 2265.99 | 31617782.88 | 213.5 | 2281.25 | 781.2 | 21.1 | 60.1 | 42.3 | 27.4 | 228.8 | 0 | 0 | 0 | 0 | 4 | 0 | 3+1 |  | 0.9432 | 0.9514 | 0.9606 | 0.949 | Single | 0.99 | 2799 | A4 |  | 0 | 2021 |  | #REF! | #REF! | #REF! | #REF! |  | 1 | [5 empty] | BCXO
TGG | BCXO | 2.0.3 | 2021 | TGG248 | Low-End | Yes | Yes | Yes | Yes | Yes | Yes | Yes | Yes | Yes | Yes | Yes | Yes | No | No | No | No | Blade | 7 U | Managed | 4 | Intel(R) Xeon(R) Silver 4309Y CPU @ 2.8GHz | 2 | 1 | 2800 | 4 | 2 | 127700 | 8 | 8 x 16GB DDR4-3200-MHz RDIMM/1Rx4/1.2v; slots P1 and P2 A1-H2 populated | 8 |  |  | 3 | Grid | 2800 | Microsoft Corporation Windows Server 2019 Datacenter | 1809 (OS Build 17763.1) | OpenLogic | OpenJDK Runtime Environment (build 11.0.9.1+1-adhoc..jdk11u) | Intel_Win_HS18_5 | 6.494 | 10.55 | 8.749 | 4.64 | 4.46 | 56.373 | 4.972 | 21.482 | 301.563 | 20.182 | 33.312 | 13.4 | 95235.52 | 95100.457 | 13.734 | 1305.158 | 71252.191 | 10.29 | 1280.406 | 47580.262 | 6.871 | 1233.872 | 23753.325 | 3.43 | 908.236 | 1287493.08 | 1282822.513 | 21.74 | 1280.383 | 965185.972 | 16.357 | 1278.478 | 643970.572 | 10.913 | 1164.228 | 321812.167 | 5.454 | 896.331 | 296260.76 | 295858.928 | 18.553 | 1297.378 | 222162.126 | 13.932 | 1297.6 | 148194.071 | 9.293 | 1214.922 | 74098.319 | 4.647 | 931.383 | 140683.94 | 140586.61 | 9.34 | 1267.7 | 105499.29 | 7.01 | 1248.48 | 70405.21 | 4.68 | 1117.69 | 35160 | 2.34 | 871.5 | 189216.18 | 189335.3 | 9.07 | 1227.89 | 141902.45 | 6.79 | 1229.86 | 94591.63 | 4.53 | 1197.27 | 47261.85 | 2.26 | 882.02 | 107739.84 | 107904.11 | 110.46 | 1168.95 | 80805.1 | 82.72 | 1172.31 | 53847.04 | 55.12 | 1133.96 | 26975.73 | 27.62 | 886.31 | 4038959.74 | 4053743.3 | 11.448 | 1231.72 | 3536135.533 | 9.986 | 1189.139 | 3040408.5512 | 8.586 | 1213.458 | 2523404.5348 | 7.126 | 1174.112 | 2015607.4393 | 5.692 | 1115.281 | 1510643.2424 | 4.266 | 976.413 | 1007095.495 | 2.844 | 923.8 | 505672.4215 | 1.428 | 879.144 | 10243.19 | 10262.07 | 30.32 | 1014.49 | 5129.09 | 15.15 | 981.4 | 60779.23 | 60485.93 | 442.83 | 1050.73 | 30376.22 | 222.39 | 1030.63 | 303.53 | 26.35 | 1239.22 | 296.41 | 25.73 | 1343.13 | 1987774.85 | 13.42 | 1323.42 | 6232112.29 | 42.08 | 1263.25 | 804.1 | 8.6 | 80.5 | 25.9 | 13.4 | 229.2 | 0 | 0 | 0 | 0 | 4 | 0 | 3+1 |  | 0.9432 | 0.9514 | 0.9606 | 0.949 | Single | 0.99 | 2799 | A4 |  | 0 | 2021 |  | #REF! | #REF! | #REF! | #REF! |  | 1 | [5 empty] | BCXO
TGG | BCXO | 2.0.3 | 2021 | TGG249 | Typical | Yes | Yes | Yes | Yes | Yes | Yes | Yes | Yes | Yes | Yes | Yes | Yes | No | No | No | No | Blade | 7 U | Managed | 4 | Intel(R) Xeon(R) Gold 6346 CPU @ 3.1GHz | 2 | 1 | 3100 | 16 | 2 | 127700 | 8 | 8 x 16GB DDR4-3200-MHz RDIMM/1Rx4/1.2v; slots P1 and P2 A1-H2 populated | 8 |  |  | 3 | Grid | 2800 | Microsoft Corporation Windows Server 2019 Datacenter | 1809 (OS Build 17763.1) | OpenLogic | OpenJDK Runtime Environment (build 11.0.9.1+1-adhoc..jdk11u) | Intel_Win_HS18_5 | 10.31 | 13.575 | 14.123 | 7.779 | 7.182 | 84.512 | 8.565 | 20.306 | 260.179 | 19.43 | 47.162 | 18.7 | 196707.54 | 196177.413 | 28.331 | 1826.083 | 147343.022 | 21.279 | 1819.656 | 98154.699 | 14.175 | 1582.158 | 49130.082 | 7.095 | 1020.567 | 2277492.13 | 2279256.506 | 38.626 | 1880.417 | 1708712.087 | 28.957 | 1859.692 | 1139029.347 | 19.303 | 1652.183 | 569568.133 | 9.652 | 1062.111 | 623864.05 | 626878.245 | 39.311 | 1805.806 | 467756.138 | 29.333 | 1806.558 | 311862.948 | 19.557 | 1604.942 | 155950.898 | 9.78 | 1058.864 | 297982.54 | 298093.73 | 19.8 | 1693.94 | 223498.32 | 14.84 | 1655.84 | 149050.57 | 9.9 | 1455.63 | 74463.34 | 4.95 | 962.27 | 391073.63 | 391502.36 | 18.74 | 1711.64 | 293332.28 | 14.04 | 1695.36 | 195612.01 | 9.37 | 1519.8 | 97789.39 | 4.68 | 983.56 | 224925.65 | 225685.45 | 231.03 | 1805.75 | 168786.98 | 172.79 | 1748.64 | 112422.62 | 115.09 | 1582.77 | 56214.7 | 57.55 | 1037.02 | 8662683.58 | 8751147.53 | 24.713 | 1761.1 | 7582795.996 | 21.414 | 1729.659 | 6493003.8662 | 18.336 | 1676.003 | 5415794.128 | 15.294 | 1506.157 | 4332210.3676 | 12.234 | 1438.955 | 3244731.3714 | 9.163 | 1097.087 | 2174603.8799 | 6.141 | 991.375 | 1081459.0864 | 3.054 | 895.16 | 10230.47 | 10202.82 | 30.15 | 1062.74 | 5109.2 | 15.1 | 1038.47 | 54609.05 | 54710.16 | 400.54 | 1104.08 | 27269.53 | 199.65 | 1069.96 | 393.77 | 34.18 | 1734.91 | 392.2 | 34.05 | 1776.73 | 3984688.47 | 26.91 | 1768.77 | 12806659.22 | 86.48 | 1833.58 | 762.1 | 13.5 | 72.7 | 30.3 | 18.7 | 228.9 | 0 | 0 | 0 | 0 | 4 | 0 | 3+1 |  | 0.9432 | 0.9514 | 0.9606 | 0.949 | Single | 0.99 | 2799 | A4 |  |  | 2021 |  | #REF! | #REF! | #REF! | #REF! |  | 1 | [5 empty] | BCXO
TGG | BCXP | 2.0.3 | 2021 | TGG250 | High-End | Yes | Yes | Yes | Yes | Yes | Yes | Yes | Yes | Yes | Yes | Yes | Yes | No | No | No | No | Rack | 1 U | Managed | 1 | Intel(R) Xeon(R) Platinum 8380 CPU @ 2.30 GHz | 2 | 2 | 2300 | 40 | 2 | 511700 | 16 | 16 x 32GB DDR4-3200-MHz RDIMM/2Rx4/1.2v; slots P1 and P2 A1-H2 populated | 2 |  |  | 2 | Grid | 770 | Microsoft Corporation Windows Server 2019 Datacenter | 1809 (OS Build 17763.1) | OpenLogic | OpenJDK Runtime Environment (build 11.0.9.1+1-adhoc..jdk11u) | Intel_Win_HS18_5 | 24.028 | 26.423 | 36.633 | 22.318 | 19.191 | 252.021 | 21.128 | 18.075 | 196.824 | 29.006 | 181.144 | 43.9 | 181535.26 | 181373.344 | 26.193 | 817.597 | 136146.324 | 19.662 | 801.072 | 90831.531 | 13.118 | 561.106 | 45336.019 | 6.547 | 361.061 | 1725027.57 | 1724831.567 | 29.23 | 844.108 | 1294025.975 | 21.93 | 767.881 | 862467.855 | 14.616 | 591.628 | 431325.363 | 7.31 | 366.382 | 597740.77 | 607563.705 | 38.1 | 775.556 | 448370.234 | 28.117 | 751.014 | 298785.373 | 18.737 | 518.55 | 149485.459 | 9.374 | 345.922 | 310436.07 | 310420.95 | 20.62 | 774.73 | 232773.95 | 15.46 | 593.05 | 155204.96 | 10.31 | 459.3 | 77630.67 | 5.16 | 323.56 | 394431.67 | 392602.34 | 18.8 | 779.4 | 295902.75 | 14.17 | 669.3 | 197239.91 | 9.44 | 502.31 | 98666.47 | 4.72 | 334.17 | 235980.23 | 236008.27 | 241.6 | 775.72 | 176945.58 | 181.14 | 660.18 | 118006.92 | 120.8 | 479.97 | 58966.06 | 60.36 | 321.84 | 8250526.2 | 8274345.78 | 23.366 | 819.48 | 7230193.835 | 20.418 | 806.373 | 6188821.3662 | 17.477 | 728.303 | 5134628.93 | 14.5 | 591.475 | 4131074.5584 | 11.666 | 499.695 | 3099899.4244 | 8.754 | 426.415 | 2063766.7175 | 5.828 | 329.559 | 1031883.3588 | 2.914 | 264.177 | 2523.94 | 2517.31 | 7.44 | 323.97 | 1257.82 | 3.72 | 261.15 | 12379.38 | 12216.73 | 89.44 | 325.82 | 6209.14 | 45.46 | 322.12 | 271.53 | 23.57 | 813.59 | 274.7 | 23.85 | 821.1 | 3444674.27 | 23.26 | 837.82 | 22494266.41 | 151.89 | 838.51 | 181.8 | 34 | 59.6 | 72.5 | 43.9 | 229.5 | 0 | 1 | 0 | 2 | 0 | 0 | n+0 |  | 0.8717 | 0.9189 | 0.9416 | 0.9307 | Single | 0.98 | 769 | A4 |  | 0 | 2021 |  | #REF! | #REF! | #REF! | #REF! |  | 2 | [5 empty] | BCXP
TGG | BCXP | 2.0.3 | 2021 | TGG251 | Low-End | Yes | Yes | Yes | Yes | Yes | Yes | Yes | Yes | Yes | Yes | Yes | Yes | No | No | No | No | Rack | 1 U | Managed | 1 | Intel(R) Xeon(R) Silver 4309Y CPU @ 2.8GHz | 2 | 2 | 2800 | 8 | 2 | 255700 | 16 | 16 x 16GB DDR4-3200-MHz RDIMM/1Rx4/1.2v; slots P1 A1-H2 populated | 2 |  |  | 2 | Grid | 770 | Microsoft Corporation Windows Server 2019 Datacenter | 1809 (OS Build 17763.1) | OpenLogic | OpenJDK Runtime Environment (build 11.0.9.1+1-adhoc..jdk11u) | Intel_Win_HS18_5 | 12.706 | 18.884 | 16.693 | 10.557 | 9.026 | 111.647 | 10.487 | 21.567 | 326.16 | 28.512 | 74.763 | 25 | 42403.28 | 42199.262 | 6.094 | 352.284 | 31749.062 | 4.585 | 297.642 | 21147.781 | 3.054 | 244.345 | 10595.145 | 1.53 | 195.548 | 566837.83 | 571583.479 | 9.687 | 373.526 | 425243.128 | 7.207 | 325.635 | 283402.313 | 4.803 | 258.648 | 141673.574 | 2.401 | 201.217 | 142589.79 | 144399.888 | 9.055 | 384.342 | 106987.895 | 6.709 | 344.719 | 71266.896 | 4.469 | 283.803 | 35649.537 | 2.236 | 207.9 | 69368.84 | 69381.61 | 4.61 | 337.75 | 51973.12 | 3.45 | 254.37 | 34658.35 | 2.3 | 214.56 | 17321.08 | 1.15 | 183.96 | 94315.25 | 94376.46 | 4.52 | 377.2 | 70772.99 | 3.39 | 313.18 | 47172.05 | 2.26 | 253.36 | 23575.22 | 1.13 | 196.42 | 53578.15 | 53633.68 | 54.91 | 384.36 | 40164.01 | 41.12 | 299.44 | 26782.57 | 27.42 | 244.32 | 13403.54 | 13.72 | 194.37 | 2030895.05 | 2045200.32 | 5.776 | 350.04 | 1771906.306 | 5.004 | 342.398 | 1525515.9607 | 4.308 | 302.492 | 1268076.2895 | 3.581 | 268.588 | 1013115.4047 | 2.861 | 243.818 | 763820.3174 | 2.157 | 220.96 | 510629.9943 | 1.442 | 200.283 | 251065.6491 | 0.709 | 183.002 | 2617.26 | 2623.57 | 7.75 | 253.82 | 1302.28 | 3.85 | 252.62 | 16141.29 | 16177.73 | 118.44 | 258.38 | 8077.52 | 59.14 | 254.82 | 128.18 | 11.13 | 367.71 | 125.22 | 10.87 | 404.6 | 870238.45 | 5.88 | 387.79 | 4049716.39 | 27.35 | 365.76 | 169.3 | 17.2 | 83.9 | 46.2 | 25 | 229.7 | 0 | 1 | 0 | 2 | 0 | 0 | n+0 |  | 0.8717 | 0.9189 | 0.9416 | 0.9307 | Single | 0.98 | 769 | A4 |  | 0 | 2021 |  | #REF! | #REF! | #REF! | #REF! |  | 2 | [5 empty] | BCXP
TGG | BCXP | 2.0.3 | 2021 | TGG252 | Typical | Yes | Yes | Yes | Yes | Yes | Yes | Yes | Yes | Yes | Yes | Yes | Yes | No | No | No | No | Rack | 1 U | Managed | 1 | Intel(R) Xeon(R) Gold 6346 CPU @ 3.10 GHz | 2 | 2 | 3100 | 16 | 2 | 255700 | 16 | 16 x 16GB DDR4-3200-MHz RDIMM/1Rx4/1.2v; slots P1 A1-H2 populated | 2 |  |  | 2 | Grid | 770 | Microsoft Corporation Windows Server 2019 Datacenter | 1809 (OS Build 17763.1) | OpenLogic | OpenJDK Runtime Environment (build 11.0.9.1+1-adhoc..jdk11u) | Intel_Win_HS18_5 | 15.428 | 20.583 | 23.079 | 13.906 | 12.049 | 152.008 | 14.045 | 16.442 | 251.115 | 24.782 | 87.778 | 29.2 | 85610.05 | 86185.614 | 12.447 | 648.923 | 64329.579 | 9.29 | 536.081 | 42897.315 | 6.195 | 396.958 | 21455.414 | 3.099 | 283.684 | 1041057.13 | 1040778.018 | 17.638 | 660.9 | 780654.888 | 13.23 | 601.116 | 520590.759 | 8.822 | 427.985 | 260269.7 | 4.411 | 297.552 | 298759.91 | 300989.814 | 18.875 | 622 | 224034.385 | 14.049 | 558.032 | 149401.327 | 9.369 | 418.491 | 74583.387 | 4.677 | 281.963 | 146930.57 | 146955.5 | 9.76 | 615.98 | 110183.02 | 7.32 | 430.95 | 73488.02 | 4.88 | 336.98 | 36673.25 | 2.44 | 253.82 | 193840.56 | 194014.46 | 9.29 | 623.53 | 145434.07 | 6.96 | 503.93 | 96898.26 | 4.64 | 383.08 | 48398.97 | 2.32 | 274.06 | 112504.89 | 112618.03 | 115.29 | 622 | 84436.44 | 86.44 | 487.67 | 56217.78 | 57.55 | 373.7 | 28120.75 | 28.79 | 272.78 | 4298526.09 | 4339248.64 | 12.254 | 643.01 | 3766575.238 | 10.637 | 620.139 | 3218881.1706 | 9.09 | 505.395 | 2688774.9976 | 7.593 | 430.747 | 2150878.3532 | 6.074 | 379.529 | 1615460.4951 | 4.562 | 329.336 | 1072606.2779 | 3.029 | 282.879 | 534709.6334 | 1.51 | 245.349 | 2590.36 | 2583.6 | 7.63 | 329.32 | 1299.68 | 3.84 | 329.25 | 16065.12 | 16354.23 | 119.73 | 336.88 | 8050.22 | 58.94 | 332.18 | 188.36 | 16.35 | 649.99 | 187.65 | 16.29 | 667.21 | 1842153.89 | 12.44 | 643.1 | 8548447.72 | 57.72 | 657.6 | 207.1 | 22.2 | 64.3 | 46.6 | 29.2 | 229.6 | 0 | 1 | 0 | 2 | 0 | 0 | n+0 |  | 0.8717 | 0.9189 | 0.9416 | 0.9307 | Single | 0.98 | 769 | A4 |  | 0 | 2021 |  | #REF! | #REF! | #REF! | #REF! |  | 2 | [5 empty] | BCXP
TGG | BCXQ | 2.0.3 | 2021 | TGG253 | High-End | Yes | Yes | Yes | Yes | Yes | Yes | Yes | Yes | Yes | Yes | Yes | Yes | No | No | No | No | Rack | 1 U | Managed | 1 | AMD(R) EYPC(TM) 3rd Gen 7763 CPU @ 2.45 GHz | 2 | 2 | 2450 | 64 | 2 | 511900 | 16 | 16 x s 32 x 32GB DDR4-3200-MHz RDIMM/2Rx4/1.2v; slots P1 and P2 A1-H2 populated | 2 |  |  | 2 | Grid | 770 | Microsoft Corporation Windows Server 2019 Datacenter | 1809 (OS Build 17763.1518) | RedHat | OpenJDK 64-Bit Server VM 18.9 (build 11.0.11+9-LTS, mixed mode) | AMD_EPYC_Win_OJDK11_1 | 32.877 | 30.81 | 58.591 | 45.297 | 37.071 | 681.332 | 34.262 | 21.469 | 345.48 | 25.698 | 187.279 | 62.7 | 236202.59 | 236089.486 | 34.095 | 852.065 | 177154.354 | 25.584 | 617.713 | 118137.256 | 17.061 | 519.458 | 59163.694 | 8.544 | 398.09 | 1675305.36 | 1675445.588 | 28.393 | 748.716 | 1256751.749 | 21.298 | 531.09 | 837828.448 | 14.199 | 465.11 | 418668.181 | 7.095 | 365.571 | 911050.18 | 912647.462 | 57.232 | 696.355 | 683077.55 | 42.836 | 667.5 | 455386.37 | 28.557 | 496.897 | 227716.907 | 14.28 | 367.3 | 663758.76 | 663685.52 | 44.08 | 742.51 | 497780.58 | 33.06 | 663.19 | 332072.85 | 22.06 | 467.17 | 166017.95 | 11.03 | 365.94 | 841197.19 | 841062.74 | 40.27 | 834.37 | 631046.38 | 30.21 | 805.45 | 420809.87 | 20.15 | 500.76 | 210417.92 | 10.07 | 388.51 | 691170.63 | 693732.31 | 710.17 | 795.64 | 518428.45 | 530.71 | 705.95 | 345688.9 | 353.88 | 511.57 | 172742.42 | 176.84 | 380.91 | 14916556.59 | 14864822.9 | 41.978 | 842.96 | 13059079.517 | 36.878 | 822.236 | 11194553.4044 | 31.613 | 754.483 | 9334047.1701 | 26.359 | 630.182 | 7443441.3868 | 21.02 | 519.06 | 5588600.9499 | 15.782 | 473.683 | 3726324.1538 | 10.523 | 421.254 | 1868650.8182 | 5.277 | 366.62 | 2508.45 | 2524.99 | 7.46 | 261.19 | 1251.33 | 3.7 | 229.12 | 15117.85 | 14973.23 | 109.62 | 226.27 | 7548.62 | 55.27 | 224.32 | 201.77 | 17.52 | 676.36 | 201.8 | 17.52 | 686.92 | 3664883.1 | 24.75 | 809.5 | 22638204.81 | 152.86 | 816.23 | 129.2 | 58.4 | 86.1 | 69.4 | 62.7 | 229.5 | 0 | 2 | 0 | 2 | 0 | 0 | n+0 |  | 0.8717 | 0.9189 | 0.9416 | 0.9307 | Single | 0.98 | 769 | A4 |  | 0 | 2021 |  | #REF! | #REF! | #REF! | #REF! |  | 2 | [5 empty] | BCXQ
TGG | BCXQ | 2.0.3 | 2021 | TGG254 | Low-End | Yes | Yes | Yes | Yes | Yes | Yes | Yes | Yes | Yes | Yes | Yes | Yes | No | No | No | No | Rack | 1 U | Managed | 1 | AMD(R) EYPC(TM) 3rd Gen 72F3 CPU @ 3.70 GHz | 2 | 2 | 3700 | 16 | 2 | 255900 | 16 | 16 x 16 x 16GB DDR4-3200-MHz RDIMM/1Rx4/1.2v; slots P1 A2-H2 populated | 2 |  |  | 2 | Grid | 770 | Microsoft Corporation Windows Server 2019 Datacenter | 1809 (OS Build 17763.1518) | RedHat | OpenJDK 64-Bit Server VM 18.9 (build 11.0.11+9-LTS, mixed mode) | AMD_EPYC_Win_OJDK11_1 | 11.434 | 13.712 | 18.201 | 11.527 | 9.841 | 164.604 | 12.314 | 15.321 | 315.923 | 17.214 | 48.954 | 22.4 | 53574.27 | 53658.015 | 7.749 | 469.806 | 40158.234 | 5.8 | 414.3 | 26843.084 | 3.877 | 340.415 | 13406.295 | 1.936 | 297.806 | 569808.72 | 570423.595 | 9.667 | 477.768 | 427650.515 | 7.247 | 443.065 | 284991.466 | 4.83 | 352.485 | 142512.517 | 2.415 | 309.777 | 192176.37 | 194908.764 | 12.223 | 434.839 | 144260.78 | 9.047 | 421.568 | 96047.123 | 6.023 | 339.201 | 48040.012 | 3.013 | 293.995 | 107047.72 | 107079.88 | 7.11 | 407.95 | 80253.14 | 5.33 | 385.52 | 53580.23 | 3.56 | 326.65 | 26738.27 | 1.78 | 264.15 | 131420.05 | 131826.44 | 6.31 | 428.88 | 98574.36 | 4.72 | 406.25 | 65718.35 | 3.15 | 334.53 | 32797.86 | 1.57 | 269.26 | 104057.41 | 104523.01 | 107 | 432.05 | 78078.34 | 79.93 | 405.34 | 52038.26 | 53.27 | 342.42 | 25992.51 | 26.61 | 275.39 | 3063515.86 | 3090741.42 | 8.728 | 435.9 | 2683975.075 | 7.579 | 429.104 | 2301021.9853 | 6.498 | 400.193 | 1914331.31 | 5.406 | 360.979 | 1537555.7803 | 4.342 | 316.708 | 1148032.2063 | 3.242 | 278.651 | 765590.8791 | 2.162 | 258.161 | 380670.7655 | 1.075 | 233.502 | 2591.09 | 2577.34 | 7.62 | 333.38 | 1295.11 | 3.83 | 372.34 | 14227.7 | 14273.51 | 104.5 | 241.66 | 7134.61 | 52.23 | 226.3 | 83.7 | 7.27 | 411.53 | 83.47 | 7.25 | 431.71 | 1231902.9 | 8.32 | 498.26 | 3127561.05 | 21.12 | 431.4 | 117.7 | 18.2 | 69.6 | 29 | 22.4 | 229.7 | 0 | 2 | 0 | 2 | 0 | 0 | n+0 |  | 0.8717 | 0.9189 | 0.9416 | 0.9307 | Single | 0.98 | 769 | A4 |  | 0 | 2021 |  | #REF! | #REF! | #REF! | #REF! |  | 2 | [5 empty] | BCXQ
TGG | BCXQ | 2.0.3 | 2021 | TGG255 | Typical | Yes | Yes | Yes | Yes | Yes | Yes | Yes | Yes | Yes | Yes | Yes | Yes | No | No | No | No | Rack | 1 U | Managed | 1 | AMD(R) EYPC(TM) 3rd Gen 7543 CPU @ 2.80 GHz | 2 | 2 | 2800 | 32 | 2 | 255900 | 16 | 16 x 16GB DDR4-3200-MHz RDIMM/1Rx4/1.2v; slots P1 A2-H2 populated | 2 |  |  | 2 | Grid | 770 | Microsoft Corporation Windows Server 2019 Datacenter | 1809 (OS Build 17763.1518) | RedHat | OpenJDK 64-Bit Server VM 18.9 (build 11.0.11+9-LTS, mixed mode) | AMD_EPYC_Win_OJDK11_1 | 25.953 | 27.986 | 45.011 | 31.881 | 26.107 | 448.57 | 26.208 | 24.419 | 372.592 | 25.149 | 105.135 | 47.9 | 164574.13 | 164700.579 | 23.786 | 658.661 | 123330.707 | 17.811 | 593.197 | 82421.153 | 11.903 | 446.765 | 41103.04 | 5.936 | 377.978 | 1348056.31 | 1349130.877 | 22.863 | 609.548 | 1011060.048 | 17.134 | 463.761 | 674012.619 | 11.422 | 410.954 | 336884 | 5.709 | 358.47 | 608266.5 | 594485.095 | 37.28 | 625.987 | 456331.145 | 28.616 | 539.203 | 304305.796 | 19.083 | 409.853 | 152001.571 | 9.532 | 341.732 | 365324.09 | 365332.75 | 24.26 | 549.16 | 273968.87 | 18.2 | 491.43 | 182593.21 | 12.13 | 373.84 | 91314.67 | 6.07 | 311.57 | 446983.92 | 448534.06 | 21.47 | 607.82 | 335342.87 | 16.06 | 549.32 | 223538.85 | 10.7 | 391.58 | 111602.48 | 5.34 | 324.6 | 352441.86 | 353917.61 | 362.31 | 587.11 | 264386.28 | 270.65 | 521.66 | 176277.43 | 180.46 | 399.9 | 88104.51 | 90.19 | 321.84 | 8934620.09 | 9026761.22 | 25.491 | 637.91 | 7810462.25 | 22.056 | 604.069 | 6702992.4839 | 18.929 | 561.021 | 5593558.5226 | 15.796 | 499.729 | 4463231.9334 | 12.604 | 414.188 | 3350610.9611 | 9.462 | 379.208 | 2236927.6518 | 6.317 | 345.74 | 1111912.7476 | 3.14 | 304.644 | 2594.37 | 2591.37 | 7.66 | 230.31 | 1298.9 | 3.84 | 213.95 | 15474.93 | 15355.64 | 112.42 | 214.89 | 7733.77 | 56.62 | 213.37 | 154.35 | 13.4 | 539.19 | 162.37 | 14.09 | 553.76 | 3069201.48 | 20.73 | 647.43 | 8838353.72 | 59.68 | 567.65 | 126.8 | 44 | 95.4 | 51.4 | 47.9 | 229.6 | 0 | 2 | 0 | 2 | 0 | 0 | n+0 |  | 0.8717 | 0.9189 | 0.9416 | 0.9307 | Single | 0.98 | 769 | A4 |  | 0 | 2021 |  | #REF! | #REF! | #REF! | #REF! |  | 2 | [5 empty] | BCXQ
TGG | BCXR | 2.0.3 | 2021 | TGG256 | High-End | Yes | Yes | Yes | Yes | Yes | Yes | Yes | Yes | Yes | Yes | Yes | Yes | No | No | No | No | Rack | 2 U | Managed | 1 | Intel(R) Xeon(R) Platinum 8380 CPU @ 2.30GHz | 2 | 2 | 2300 | 40 | 2 | 511700 | 16 | 16 x 16 x 32GB DDR4-3200-MHz RDIMM/2Rx4/1.2v, slots P1 A1-H2 populated | 2 |  |  | 2 | NA | 1050 | Microsoft Corporation Windows Server 2019 Datacenter | 1809 (OS Build 17763.1) | OpenLogic | OpenJDK Runtime Environment (build 11.0.9.1+1-adhoc..jdk11u) | Intel_Win_HS18_5 | 20.285 | 23.001 | 32.426 | 18.44 | 16.377 | 207.951 | 18.06 | 15.539 | 170.883 | 25.539 | 166.958 | 38.1 | 175679.05 | 175393.011 | 25.33 | 852.703 | 131756.8 | 19.028 | 853.242 | 87779.547 | 12.677 | 714.213 | 43884.173 | 6.338 | 440.087 | 1585548.04 | 1584985.081 | 26.86 | 862.165 | 1189072.245 | 20.151 | 817.645 | 792708.196 | 13.434 | 683.61 | 396444.384 | 6.718 | 362.194 | 601935.89 | 609932.269 | 38.249 | 796.355 | 451376.58 | 28.306 | 801.855 | 300836.717 | 18.865 | 668.6 | 150294.234 | 9.425 | 407.858 | 310336.41 | 310430.38 | 20.62 | 803.55 | 232861.69 | 15.47 | 739.39 | 155186.95 | 10.31 | 645.27 | 77570.86 | 5.15 | 381.96 | 396371.32 | 396165.21 | 18.97 | 816.75 | 297387.98 | 14.24 | 802.66 | 198256.56 | 9.49 | 679.14 | 99110.57 | 4.75 | 379.81 | 237332.66 | 237319.69 | 242.94 | 815.74 | 178104.18 | 182.33 | 801.12 | 118666.65 | 121.48 | 691.31 | 59360.15 | 60.77 | 387.04 | 7940938.67 | 7895668.55 | 22.297 | 805.58 | 6959379.818 | 19.653 | 841.681 | 5955461.3341 | 16.818 | 802.207 | 4963946.7821 | 14.018 | 745.508 | 3964995.871 | 11.197 | 650.712 | 2975605.993 | 8.403 | 477.95 | 1990465.4631 | 5.621 | 366.496 | 993285.1137 | 2.805 | 292.974 | 2433.17 | 2474.41 | 7.31 | 335.3 | 1222.68 | 3.61 | 326.2 | 11208.05 | 11163.22 | 81.73 | 341.96 | 5599.11 | 40.99 | 335.51 | 244.85 | 21.25 | 820.56 | 245.53 | 21.31 | 846.4 | 3284929.26 | 22.18 | 860.9 | 21704457.75 | 146.56 | 877.81 | 196.4 | 29 | 51.5 | 65.3 | 38.1 | 229.5 | 0 | 2 | 0 | 2 | 0 | 0 | n+0 |  | 0.8852 | 0.926 | 0.9437 | 0.9275 | Single | 0.99 | 1066 | A4 |  | 0 | 2021 |  | #REF! | #REF! | #REF! | #REF! |  | 2 | [5 empty] | BCXR
TGG | BCXR | 2.0.3 | 2021 | TGG257 | Low-End | Yes | Yes | Yes | Yes | Yes | Yes | Yes | Yes | Yes | Yes | Yes | Yes | No | No | No | No | Rack | 2 U | Managed | 1 | Intel(R) Xeon(R) Silver 4309Y CPU @ 2.80 GHz | 2 | 2 | 2800 | 16 | 2 | 255700 | 16 | 16 x 16GB DDR4-3200-MHz RDIMM/1Rx4/1.2v; slots P1 A1-H2 populated | 2 |  |  | 2 | NA | 1050 | Microsoft Corporation Windows Server 2019 Datacenter | 1809 (OS Build 17763.1) | OpenLogic | OpenJDK Runtime Environment (build 11.0.9.1+1-adhoc..jdk11u) | Intel_Win_HS18_5 | 9.91 | 16.394 | 13.99 | 8.835 | 7.06 | 88.187 | 9.253 | 23.249 | 262.182 | 29.123 | 74.501 | 22.1 | 44756.63 | 44608.072 | 6.442 | 428.611 | 33536.757 | 4.843 | 400.827 | 22340.041 | 3.226 | 384.494 | 11167.96 | 1.613 | 254.835 | 576328.64 | 575357.541 | 9.75 | 381.195 | 432337.611 | 7.327 | 412.496 | 288341.015 | 4.886 | 324.222 | 143981.634 | 2.44 | 231.325 | 146106.26 | 145899.185 | 9.149 | 414.729 | 109667.14 | 6.877 | 414.743 | 73055.164 | 4.581 | 392.831 | 36595.624 | 2.295 | 255.549 | 70361.24 | 70364.83 | 4.67 | 340.84 | 52739.25 | 3.5 | 344.2 | 35146.34 | 2.33 | 316.9 | 17624.82 | 1.17 | 197.48 | 93416.26 | 93392.67 | 4.47 | 415.53 | 70101.92 | 3.36 | 415.06 | 46778.59 | 2.24 | 377.46 | 23381.15 | 1.12 | 232.57 | 53615.88 | 53659.58 | 54.93 | 383.79 | 40212.5 | 41.17 | 414.87 | 26854.38 | 27.49 | 376.93 | 13407.64 | 13.73 | 235.07 | 2041320.18 | 2043175.73 | 5.77 | 356.64 | 1776425.922 | 5.017 | 362.435 | 1535076.9939 | 4.335 | 356.842 | 1273033.8623 | 3.595 | 342.128 | 1024446.9996 | 2.893 | 321.093 | 760987.4187 | 2.149 | 244.254 | 511338.219 | 1.444 | 220.732 | 254606.7725 | 0.719 | 198.269 | 2544.36 | 2530.05 | 7.48 | 262.27 | 1273.63 | 3.76 | 198.43 | 13189.89 | 13499.13 | 98.83 | 270.54 | 6598.45 | 48.31 | 256.73 | 131.06 | 11.38 | 373.11 | 124.18 | 10.78 | 387.54 | 862746.62 | 5.83 | 386.38 | 4020090.65 | 27.15 | 364.36 | 161.3 | 14.2 | 78.1 | 46.6 | 22.1 | 229.4 | 0 | 2 | 0 | 2 | 0 | 0 | n+0 |  | 0.8852 | 0.926 | 0.9437 | 0.9275 | Single | 0.99 | 1066 | A4 |  | 0 | 2021 |  | #REF! | #REF! | #REF! | #REF! |  | 2 | [5 empty] | BCXR
TGG | BCXR | 2.0.3 | 2021 | TGG258 | Typical | Yes | Yes | Yes | Yes | Yes | Yes | Yes | Yes | Yes | Yes | Yes | Yes | No | No | No | No | Rack | 2 U | Managed | 1 | Intel(R) Xeon(R) Gold 6346 CPU @ 3.10 GHz | 2 | 2 | 3100 | 40 | 2 | 255700 | 16 | 16 x 16 x 16GB DDR4-3200-MHz RDIMM/1Rx4/1.2v; slots P1 A1-H2 populated | 2 |  |  | 2 | NA | 1050 | Microsoft Corporation Windows Server 2019 Datacenter | 1809 (OS Build 17763.1) | OpenLogic | OpenJDK Runtime Environment (build 11.0.9.1+1-adhoc..jdk11u) | Intel_Win_HS18_5 | 14.159 | 18.288 | 20.32 | 11.019 | 9.897 | 123.523 | 12.647 | 16.778 | 211.057 | 24.107 | 87.439 | 26.2 | 93741.47 | 93491.336 | 13.502 | 674.533 | 70190.194 | 10.137 | 667.206 | 46802.395 | 6.759 | 560.425 | 23390.615 | 3.378 | 308.253 | 1041232.6 | 1041687.865 | 17.653 | 684.967 | 780955.835 | 13.235 | 663.203 | 520572.744 | 8.822 | 574.253 | 260254.036 | 4.41 | 311.556 | 307375.8 | 306525.413 | 19.222 | 646.833 | 230650.847 | 14.464 | 649.069 | 153795.864 | 9.644 | 559.344 | 76818.673 | 4.817 | 322.611 | 149012.79 | 149035.85 | 9.9 | 629.4 | 111765.78 | 7.42 | 591.67 | 74461.77 | 4.95 | 532.77 | 37253.45 | 2.47 | 307.44 | 194172.29 | 194470.84 | 9.31 | 648.82 | 145683.78 | 6.98 | 637.48 | 97157.79 | 4.65 | 559.59 | 48510.62 | 2.32 | 315.96 | 112887.29 | 113096.73 | 115.78 | 647.33 | 84663.83 | 86.67 | 628 | 56491.67 | 57.83 | 556.53 | 28258.14 | 28.93 | 318.72 | 4356971.62 | 4375839.67 | 12.357 | 650.77 | 3813313.152 | 10.769 | 645.325 | 3270581.5722 | 9.236 | 606.682 | 2721353.3329 | 7.685 | 578.64 | 2181332.0144 | 6.16 | 498.278 | 1637415.4602 | 4.624 | 351.948 | 1091728.3442 | 3.083 | 301.033 | 539667.2062 | 1.524 | 248.132 | 2511.8 | 2517.77 | 7.44 | 322.45 | 1255.18 | 3.71 | 303.91 | 13155.62 | 13425.38 | 98.29 | 328.44 | 6582.01 | 48.19 | 323.74 | 186.85 | 16.22 | 657.72 | 186.96 | 16.23 | 688.65 | 1866087.68 | 12.6 | 680.53 | 8650865.91 | 58.41 | 668.06 | 184.8 | 19 | 59.5 | 45.9 | 26.2 | 229.6 | 0 | 2 | 0 | 2 | 0 | 0 | n+0 |  | 0.8852 | 0.926 | 0.9437 | 0.9275 | Single | 0.99 | 1066 | A4 |  | 0 | 2021 |  | #REF! | #REF! | #REF! | #REF! |  | 2 | [5 empty] | BCXR
TGG | BCXS | 2.0.3 | 2021 | TGG259 | High-End | Yes | Yes | Yes | Yes | Yes | Yes | Yes | Yes | Yes | Yes | Yes | Yes | No | No | No | No | Rack | 2 U | Managed | 1 | AMD(R) EYPC(TM) 3rd Gen 7763 CPU @ 2.45 GHz | 2 | 2 | 2450 | 64 | 2 | 1023900 | 16 | 16 x 32GB DDR4-3200-MHz RDIMM/2Rx4/1.2v; slots P1 A2-H2 populated | 2 |  |  | 2 | Grid | 770 | Microsoft Corporation Windows Server 2019 Datacenter | 1809 (OS Build 17763.1879) | RedHat | OpenJDK 64-Bit Server VM 18.9 (build 11.0.11+9-LTS, mixed mode) | AMD_EPYC_Win_OJDK11_1 | 28.319 | 26.484 | 52.373 | 40.91 | 33.599 | 622.627 | 33.132 | 12.669 | 292.297 | 22.99 | 248.242 | 59.1 | 218093.53 | 218429.42 | 31.545 | 918.406 | 163699.331 | 23.641 | 646.11 | 108990.382 | 15.74 | 556.665 | 54606.891 | 7.886 | 435.761 | 1569619.96 | 1569774.386 | 26.603 | 771.965 | 1177005.634 | 19.947 | 564.11 | 784551.669 | 13.296 | 501.771 | 392562.549 | 6.653 | 436.616 | 928313.63 | 928615.26 | 58.233 | 763.639 | 696313.341 | 43.666 | 734.729 | 464326.312 | 29.118 | 556.832 | 231976.769 | 14.547 | 458.219 | 663907.47 | 663876.36 | 44.09 | 798.33 | 497787.07 | 33.06 | 718.42 | 332149.88 | 22.06 | 522.83 | 165937.65 | 11.02 | 421.98 | 832937.25 | 832974.67 | 39.88 | 886.4 | 624592.7 | 29.9 | 850.78 | 416167.5 | 19.93 | 558.5 | 208394.1 | 9.98 | 441.67 | 693087.31 | 695959.86 | 712.45 | 848.84 | 520079.43 | 532.41 | 757.51 | 346729.04 | 354.95 | 568.45 | 173195.96 | 177.3 | 434.56 | 14636706.78 | 14610202.54 | 41.259 | 900.95 | 12830077.318 | 36.232 | 859.931 | 10966150.9451 | 30.968 | 755.551 | 9149908.7533 | 25.839 | 639.639 | 7324459.6406 | 20.684 | 551.337 | 5485200.1466 | 15.49 | 460.233 | 3669312.0671 | 10.362 | 411.837 | 1825449.1127 | 5.155 | 360.308 | 2376.26 | 2452.13 | 7.25 | 394.35 | 1187.05 | 3.51 | 401.46 | 15009.16 | 15277.42 | 111.85 | 268.48 | 7489.26 | 54.83 | 267.35 | 186.7 | 16.21 | 681.89 | 186.58 | 16.2 | 728.28 | 3442263.95 | 23.24 | 814.72 | 30621957.55 | 206.77 | 832.95 | 148.2 | 52.6 | 60.9 | 75.5 | 59.1 | 229.6 | 0 | 2 | 0 | 2 | 0 | 0 | n+0 |  | 0.8717 | 0.9189 | 0.9416 | 0.9307 | Single | 0.98 | 769 | A4 |  | 0 | 2021 |  | #REF! | #REF! | #REF! | #REF! |  | 2 | [5 empty] | BCXS
TGG | BCXS | 2.0.3 | 2021 | TGG260 | Low-End | Yes | Yes | Yes | Yes | Yes | Yes | Yes | Yes | Yes | Yes | Yes | Yes | No | No | No | No | Rack | 2 U | Managed | 1 | AMD(R) EYPC(TM) 3rd Gen 72F3 CPU @ 3.70 GHz | 2 | 2 | 3700 | 8 | 2 | 255900 | 16 | 16 x 16GB DDR4-3200-MHz RDIMM/1Rx4/1.2v; slots P1 A2-H2 populated | 2 |  |  | 2 | Grid | 770 | Microsoft Corporation Windows Server 2019 Datacenter | 1809 (OS Build 17763.1518) | RedHat | OpenJDK 64-Bit Server VM 18.9 (build 11.0.11+9-LTS, mixed mode) | AMD_EPYC_Win_OJDK11_1 | 11.497 | 16.102 | 16.224 | 10.492 | 9.519 | 165.968 | 12.447 | 22.893 | 307.391 | 31.927 | 83.718 | 26.7 | 59238.5 | 59464.911 | 8.588 | 502.731 | 44433.456 | 6.417 | 459.506 | 29594.549 | 4.274 | 391.256 | 14872.341 | 2.148 | 320.287 | 775694.24 | 775812.356 | 13.148 | 521.092 | 581793.299 | 9.86 | 501.797 | 388139.524 | 6.578 | 423.666 | 193937.495 | 3.287 | 376.319 | 186563.51 | 188930.335 | 11.848 | 437.839 | 139927.115 | 8.775 | 442.056 | 93285.569 | 5.85 | 385.316 | 46704.442 | 2.929 | 344.74 | 107081.06 | 107106.46 | 7.11 | 433.21 | 80245.44 | 5.33 | 412.25 | 53553.3 | 3.56 | 358.32 | 26759.77 | 1.78 | 309.02 | 140521.98 | 140956.64 | 6.75 | 459.68 | 105420.22 | 5.05 | 436.64 | 70300.85 | 3.37 | 371.71 | 35144.74 | 1.68 | 314.94 | 111589.93 | 112210.1 | 114.87 | 443.32 | 83638.48 | 85.62 | 421.94 | 55845.61 | 57.17 | 364.93 | 27874.71 | 28.54 | 309.78 | 3398963.34 | 3413803.12 | 9.64 | 481.8 | 2977259.435 | 8.408 | 463.453 | 2551733.522 | 7.206 | 438.017 | 2119716.4672 | 5.986 | 383.187 | 1696906.3333 | 4.792 | 343.566 | 1273033.8623 | 3.595 | 313.266 | 850931.953 | 2.403 | 288.018 | 424580.6957 | 1.199 | 259.261 | 2616.29 | 2613.46 | 7.72 | 237.5 | 1302.79 | 3.85 | 238.79 | 14770.17 | 14813.3 | 108.45 | 252.33 | 7373.37 | 53.98 | 245.55 | 191.98 | 16.67 | 511.77 | 195.86 | 17 | 543.12 | 1360906.49 | 9.19 | 519.4 | 6111187.64 | 41.27 | 492.91 | 138.8 | 18 | 83.9 | 51.7 | 26.7 | 229.6 | 0 | 2 | 0 | 2 | 0 | 0 | n+0 |  | 0.8717 | 0.9189 | 0.9416 | 0.9307 | Single | 0.98 | 769 | A4 |  | 0 | 2021 |  | #REF! | #REF! | #REF! | #REF! |  | 2 | [5 empty] | BCXS
TGG | BCXS | 2.0.3 | 2021 | TGG261 | Typical | Yes | Yes | Yes | Yes | Yes | Yes | Yes | Yes | Yes | Yes | Yes | Yes | No | No | No | No | Rack | 2 U | Managed | 1 | AMD(R) EYPC(TM) 3rd Gen 7543 CPU @ 2.80 GHz | 2 | 2 | 2800 | 32 | 2 | 255900 | 16 | 16 x 16GB DDR4-3200-MHz RDIMM/1Rx4/1.2v; slots P1 A2-H2 populated | 2 |  |  | 2 | Grid | 770 | Microsoft Corporation Windows Server 2019 Datacenter | 1809 (OS Build 17763.1518) | RedHat | OpenJDK 64-Bit Server VM 18.9 (build 11.0.11+9-LTS, mixed mode) | AMD_EPYC_Win_OJDK11_1 | 26.215 | 27.385 | 41.158 | 29.925 | 26.026 | 473.633 | 26.776 | 19.717 | 356.333 | 24.225 | 139.921 | 49 | 167916.4 | 167837.835 | 24.239 | 648.458 | 125816.431 | 18.17 | 593.842 | 83985.337 | 12.129 | 468.842 | 41939.944 | 6.057 | 379.434 | 1404873.25 | 1404686.961 | 23.805 | 644.49 | 1053551.404 | 17.854 | 491.49 | 702711.464 | 11.909 | 439.91 | 351227.682 | 5.952 | 384.413 | 580768.72 | 572145.208 | 35.879 | 624.823 | 435754.881 | 27.326 | 557.116 | 290338.47 | 18.207 | 439.81 | 145177.349 | 9.104 | 369.925 | 363500.03 | 363444.28 | 24.14 | 570.61 | 272673.17 | 18.11 | 514.39 | 181815.03 | 12.08 | 399.12 | 90806.28 | 6.03 | 338.9 | 465492.55 | 467083.28 | 22.36 | 620.28 | 349097.36 | 16.71 | 555.07 | 232746.75 | 11.14 | 417.42 | 116348.7 | 5.57 | 351.85 | 377977.1 | 380420.59 | 389.44 | 594.59 | 283621.87 | 290.34 | 516.14 | 188839.86 | 193.32 | 426.04 | 94467.02 | 96.71 | 321.26 | 9122047.55 | 9259042.09 | 26.147 | 618.39 | 7989514.462 | 22.562 | 581.193 | 6844637.4199 | 19.329 | 571.062 | 5707936.8085 | 16.119 | 491.947 | 4557071.7035 | 12.869 | 417.987 | 3422141.6538 | 9.664 | 387.651 | 2269860.0994 | 6.41 | 349.48 | 1137408.8361 | 3.212 | 311.511 | 2555.67 | 2581.49 | 7.63 | 241.45 | 1280.48 | 3.78 | 307.41 | 15532.67 | 15365.37 | 112.49 | 224.98 | 7759.92 | 56.81 | 223.72 | 166.6 | 14.46 | 595.66 | 167.17 | 14.51 | 600.39 | 3088247.49 | 20.85 | 633.27 | 13500109.78 | 91.16 | 651.5 | 136.3 | 43.4 | 83.8 | 58.2 | 49 | 229.4 | 0 | 2 | 0 | 2 | 0 | 0 | n+0 |  | 0.8717 | 0.9189 | 0.9416 | 0.9307 | Single | 0.98 | 769 | A4 |  | 0 | 2021 |  | #REF! | #REF! | #REF! | #REF! |  | 2 | [5 empty] | BCXS
TGG | BCXT | 2.0.3 | 2020 | TGG262 | High-End | Yes | Yes | Yes | Yes | Yes | Yes | Yes | Yes | Yes | Yes | Yes | Yes | No | No | No | No | Blade | 6 U | Managed | 4 | Intel(R) Xeon(R) Platinum 8380 CPU @ 2.30GHz | 2 | 2 | 2300 | 40 | 2 | 511700 | 16 | 16 x 32GB DDR4-3200-MHz RDIMM/2Rx4/1.2v; slots P1 and P2 A1-H2 populated | 8 |  |  | 2 | Grid | 2500 | Microsoft Corporation Windows Server 2019 Datacenter | 1809 (OS Build 17763.1) | OpenLogic | OpenJDK Runtime Environment (build 11.0.9.1+1-adhoc..jdk11u) | Intel_Win_HS18_5 | 19.85 | 23.086 | 31.261 | 17.604 | 15.967 | 192.485 | 19.232 | 13.527 | 152.524 | 27.385 | 148.031 | 37 | 603576.57 | 604073.36 | 87.238 | 3475.616 | 452933.77 | 65.411 | 2991.374 | 301924.963 | 43.603 | 2435.906 | 151039.639 | 21.813 | 1380.213 | 5750929.08 | 5751626.986 | 97.472 | 3287.684 | 4313199.833 | 73.095 | 2882.6 | 2875696.844 | 48.734 | 2268.761 | 1438055.134 | 24.37 | 1385.506 | 2261850.2 | 2278025.774 | 142.854 | 3391.806 | 1696639.687 | 106.396 | 3192.106 | 1130856.521 | 70.916 | 2594.842 | 565662.858 | 35.473 | 1425.065 | 926613.59 | 926861.78 | 61.56 | 2500.19 | 695149.59 | 46.17 | 2316.24 | 463361.06 | 30.78 | 2046.69 | 231532.37 | 15.38 | 1181.54 | 1290504.4 | 1290029.9 | 61.76 | 2868.62 | 968048.79 | 46.35 | 2615 | 645339.57 | 30.9 | 2221.53 | 322630.6 | 15.45 | 1261.17 | 728088.03 | 728320.99 | 745.58 | 2931.84 | 545951.68 | 558.89 | 2570.17 | 364266.53 | 372.9 | 2210.74 | 181993.07 | 186.31 | 1265.93 | 29886801.81 | 29961471.19 | 84.61 | 3361.67 | 26155882.617 | 73.863 | 3050.191 | 22404687.7518 | 63.27 | 2785.785 | 18661366.2057 | 52.699 | 2535.256 | 14941416.074 | 42.194 | 1818.831 | 11206239.1116 | 31.646 | 1579.696 | 7460792.8915 | 21.069 | 1370.479 | 3741905.0968 | 10.567 | 1160.804 | 8945.02 | 8923.15 | 26.36 | 1406.87 | 4472.78 | 13.22 | 1353.45 | 41353.53 | 42146 | 308.56 | 1426.96 | 20659.94 | 151.26 | 1405.92 | 926.26 | 80.41 | 2919.18 | 928.81 | 80.63 | 2961.28 | 12227688.01 | 82.57 | 3519.5 | 77871532.13 | 525.82 | 3552.1 | 859.7 | 28.4 | 45.4 | 63.7 | 37 | 228.7 | 0 | 0 | 0 | 4 | 0 | 0 | 1+1 |  | 0.89 | 0.9488 | 0.9482 | 0.927 | Single | 1 | 2500 | A3 |  | 0 | 2020 |  | #REF! | #REF! | #REF! | #REF! |  | 2 | [5 empty] | BCXT
TGG | BCXT | 2.0.3 | 2020 | TGG263 | Low-End | Yes | Yes | Yes | Yes | Yes | Yes | Yes | Yes | Yes | Yes | Yes | Yes | No | No | No | No | Blade | 6 U | Managed | 4 | Intel(R) Xeon(R) Silver 4309Y CPU @ 2.8GHz | 2 | 2 | 2800 | 8 | 2 | 255700 | 16 | 16 x 16GB DDR4-3200-MHz RDIMM/1Rx4/1.2v; slots P1-A1 through P2-H1 populated | 8 |  |  | 2 | Grid | 2500 | Microsoft Corporation Windows Server 2019 Datacenter | 1809 (OS Build 17763.1) | OpenLogic | OpenJDK Runtime Environment (build 11.0.9.1+1-adhoc..jdk11u) | Intel_Win_HS18_5 | 9.813 | 16.118 | 14.672 | 6.991 | 6.702 | 82.149 | 8.896 | 18.648 | 221.887 | 29.983 | 73.667 | 21.2 | 158668.24 | 158499.541 | 22.89 | 1501.832 | 118890.344 | 17.17 | 1464.932 | 79292.966 | 11.451 | 1350.697 | 39584.955 | 5.717 | 933.806 | 2302663.36 | 2301408.692 | 39.002 | 1559.226 | 1726574.169 | 29.26 | 1528.91 | 1151089.563 | 19.507 | 1412.726 | 575665.477 | 9.756 | 955.552 | 537462.31 | 540331.091 | 33.884 | 1444.326 | 403152.134 | 25.282 | 1447.248 | 268832.558 | 16.858 | 1367.019 | 134319.119 | 8.423 | 918.713 | 228287.03 | 228325.73 | 15.17 | 1372.27 | 171194.46 | 11.37 | 1339.47 | 114158.28 | 7.58 | 1283.1 | 57040.41 | 3.79 | 879.33 | 313749 | 313997.01 | 15.03 | 1428.05 | 235430.14 | 11.27 | 1398.86 | 156842.23 | 7.51 | 1323.17 | 78439.54 | 3.76 | 896.26 | 177776.45 | 177778.02 | 181.99 | 1409.29 | 133232.15 | 136.39 | 1370.57 | 88861.38 | 90.97 | 1307.12 | 44406.3 | 45.46 | 892.72 | 8058200.15 | 8087196.25 | 22.838 | 1508.09 | 7059317.15 | 19.935 | 1484.443 | 6042218.8574 | 17.063 | 1447.672 | 5037956.2612 | 14.227 | 1380.645 | 4031214.8786 | 11.384 | 1147.707 | 3026598.17 | 8.547 | 1022.107 | 2006046.4061 | 5.665 | 950.102 | 1001075.5852 | 2.827 | 880.405 | 9368.7 | 9365.08 | 27.67 | 1117.81 | 4679.16 | 13.83 | 984.04 | 48091.45 | 48424.28 | 354.52 | 1135.91 | 24047.21 | 176.05 | 1116.05 | 555.85 | 48.25 | 1600.03 | 554.14 | 48.1 | 1613.62 | 3640953.19 | 24.59 | 1528.63 | 16678581.73 | 112.62 | 1528.78 | 749.8 | 13.4 | 64.3 | 47 | 21.2 | 229.1 | 0 | 0 | 0 | 4 | 0 | 0 | 1+1 |  | 0.89 | 0.9488 | 0.9482 | 0.927 | Single | 1 | 2500 | A3 |  | 0 | 2020 |  | #REF! | #REF! | #REF! | #REF! |  | 2 | [5 empty] | BCXT
TGG | BCXT | 2.0.3 | 2020 | TGG264 | Typical | Yes | Yes | Yes | Yes | Yes | Yes | Yes | Yes | Yes | Yes | Yes | Yes | No | No | No | No | Blade | 6 U | Managed | 4 | Intel(R) Xeon(R) Gold 6346 CPU @ 3.1GHz | 2 | 2 | 3100 | 16 | 2 | 255700 | 16 | 16 x 16GB DDR4-3200-MHz RDIMM/1Rx4/1.2v; slots P1-A1 through P2-H1 populated | 8 |  |  | 2 | Grid | 2500 | Microsoft Corporation Windows Server 2019 Datacenter | 1809 (OS Build 17763.1) | OpenLogic | OpenJDK Runtime Environment (build 11.0.9.1+1-adhoc..jdk11u) | Intel_Win_HS18_5 | 14.943 | 20.539 | 21.227 | 11.365 | 10.301 | 127.778 | 13.519 | 11.308 | 148.95 | 27.589 | 92.521 | 27.4 | 371654.02 | 371339.144 | 53.628 | 2680.916 | 277919.978 | 40.136 | 2388.177 | 185432.464 | 26.78 | 1971.765 | 92774.07 | 13.398 | 1226.884 | 4307663.66 | 4311061.532 | 73.059 | 2674.261 | 3230679.654 | 54.75 | 2441.555 | 2154237.435 | 36.507 | 1876.242 | 1076835.14 | 18.249 | 1222.239 | 1210719.15 | 1211941.638 | 76 | 2564.687 | 908157.673 | 56.95 | 2417.768 | 605641.581 | 37.98 | 2034.977 | 302815.508 | 18.989 | 1218.397 | 513037.34 | 512940.61 | 34.07 | 2141.15 | 384754.34 | 25.55 | 1895.37 | 256369.54 | 17.03 | 1691.56 | 128112.54 | 8.51 | 1101.28 | 694626.08 | 695019.77 | 33.28 | 2368.95 | 521039.2 | 24.95 | 2097.58 | 347515.94 | 16.64 | 1803.62 | 173637.58 | 8.31 | 1137.89 | 393995.31 | 394059.01 | 403.4 | 2262.58 | 295574.03 | 302.58 | 2035.03 | 196956.18 | 201.62 | 1774.7 | 98456.04 | 100.79 | 1138.7 | 17744931.14 | 17764988.58 | 50.168 | 2540.47 | 15522070.695 | 43.834 | 2425.531 | 13296564.2547 | 37.549 | 2222.007 | 11080529.2309 | 31.291 | 2054.479 | 8868035.3306 | 25.043 | 1675.088 | 6656603.7673 | 18.798 | 1385.336 | 4452254.4508 | 12.573 | 1226.933 | 2219576.1471 | 6.268 | 1072.652 | 6142.86 | 6438.96 | 19.02 | 1179.15 | 3066.77 | 9.06 | 1143.31 | 36727.49 | 36397.37 | 266.47 | 1285.59 | 18395.7 | 134.68 | 1258.25 | 791.73 | 68.73 | 2479.88 | 789.23 | 68.51 | 2494.49 | 7542486.61 | 50.93 | 2540.64 | 35439407.3 | 239.3 | 2586.45 | 890.3 | 20.1 | 41 | 50.5 | 27.4 | 228.7 | 0 | 0 | 0 | 4 | 0 | 0 | 1+1 |  | 0.89 | 0.9488 | 0.9482 | 0.927 | Single | 1 | 2500 | A3 |  | 0 | 2020 |  | #REF! | #REF! | #REF! | #REF! |  | 2 | [5 empty] | BCXT
TGG | BCXU | 2.0.3 | 2021 | TGG265 | High-End | Yes | Yes | Yes | Yes | Yes | Yes | Yes | Yes | Yes | Yes | Yes | Yes | No | No | No | No | Blade | 7 U | Managed | 4 | Intel(R) Xeon(R) Platinum 8380 CPU @ 2.30 GHz | 2 | 2 | 2300 | 40 | 2 | 511700 | 16 | 16 x 32GB DDR4-3200-MHz RDIMM/2Rx4/1.2v; slots P1 and P2 A1-H2 populated | 8 |  |  | 3 | Grid | 2800 | Microsoft Corporation Windows Server 2019 Datacenter | 1809 (OS Build 17763.1) | OpenLogic | OpenJDK Runtime Environment (build 11.0.9.1+1-adhoc..jdk11u) | Intel_Win_HS18_5 | 18.492 | 19.182 | 30.805 | 17.886 | 15.463 | 196.48 | 15.706 | 12.918 | 129.354 | 20.514 | 146.836 | 33.7 | 674523.28 | 674000.749 | 97.337 | 3746.948 | 505287.474 | 72.972 | 3599.865 | 336985.996 | 48.666 | 2797.239 | 168540.804 | 24.34 | 1906.89 | 5768203.02 | 5768542.742 | 97.758 | 3756.523 | 4326309.948 | 73.317 | 3404.506 | 2884053.252 | 48.876 | 2773.542 | 1442204.281 | 24.441 | 1782.781 | 2431565.88 | 2430812.069 | 152.435 | 3542.081 | 1824445.418 | 114.41 | 3284.984 | 1216000.768 | 76.255 | 2702.235 | 607862.023 | 38.119 | 1790.481 | 1241325.96 | 1241627.99 | 82.46 | 3539.37 | 931113.39 | 61.84 | 2935.61 | 620625.92 | 41.22 | 2470.68 | 310239 | 20.61 | 1648.75 | 1593207.85 | 1594747.4 | 76.35 | 3560.21 | 1195053.66 | 57.22 | 3271.85 | 796371.67 | 38.13 | 2653.36 | 398120.53 | 19.06 | 1796.48 | 938608.93 | 936872.55 | 959.08 | 3566.99 | 703896.24 | 720.58 | 3215.04 | 469437.73 | 480.56 | 2667.06 | 234649.76 | 240.21 | 1750.17 | 29649230.74 | 29783495.77 | 84.107 | 3815.28 | 25937766.673 | 73.247 | 3623.574 | 22258793.4677 | 62.858 | 3170.421 | 18535302.2126 | 52.343 | 2846.363 | 14833411.8103 | 41.889 | 2564.426 | 11124793.2734 | 31.416 | 1991.3 | 7416174.7366 | 20.943 | 1732.739 | 3710743.2109 | 10.479 | 1432.262 | 9946.01 | 9840.58 | 29.08 | 1632.14 | 4973.4 | 14.69 | 1568.64 | 42762.85 | 40930.26 | 299.66 | 1719.21 | 21385.87 | 156.57 | 1630.97 | 870.17 | 75.54 | 3677.28 | 868 | 75.35 | 3677.86 | 12378989.71 | 83.59 | 3752.89 | 82880234.75 | 559.64 | 3811.34 | 1104.4 | 26.6 | 40.9 | 54.9 | 33.7 | 228.2 | 0 | 0 | 0 | 0 | 4 | 0 | 3+1 |  | 0.9432 | 0.9514 | 0.9606 | 0.949 | Single | 0.99 | 2799 | A4 |  | 0 | 2021 |  | #REF! | #REF! | #REF! | #REF! |  | 2 | [5 empty] | BCXU
TGG | BCXU | 2.0.3 | 2021 | TGG266 | Low-End | Yes | Yes | Yes | Yes | Yes | Yes | Yes | Yes | Yes | Yes | Yes | Yes | No | No | No | No | Blade | 7 U | Managed | 4 | Intel(R) Xeon(R) Silver 4309Y CPU @ 2.8GHz | 2 | 2 | 2800 | 8 | 2 | 255700 | 16 | 16 x 16GB DDR4-3200-MHz RDIMM/1Rx4/1.2v; slots P1 and P2 A1-H2 populated | 8 |  |  | 3 | Grid | 2800 | Microsoft Corporation Windows Server 2019 Datacenter | 1809 (OS Build 17763.1) | OpenLogic | OpenJDK Runtime Environment (build 11.0.9.1+1-adhoc..jdk11u) | Intel_Win_HS18_5 | 8.569 | 13.059 | 12.519 | 6.885 | 6.088 | 75.437 | 7.024 | 16.205 | 220.949 | 23.379 | 56.6 | 17.9 | 178519.21 | 178262.015 | 25.744 | 1938.586 | 133547.05 | 19.286 | 1904.669 | 89065.23 | 12.863 | 1713.289 | 44569.934 | 6.437 | 1205.45 | 2308476.08 | 2300747.297 | 38.99 | 1827.475 | 1731495.272 | 29.343 | 1943.406 | 1154277.605 | 19.561 | 1703.964 | 576885.379 | 9.776 | 1243.049 | 586166.64 | 583484.339 | 36.59 | 1857.408 | 439589.176 | 27.566 | 1853.7 | 292989.417 | 18.373 | 1701.078 | 146636.977 | 9.196 | 1184.514 | 281440.53 | 281410.78 | 18.69 | 1724.56 | 211150.71 | 14.02 | 1701.23 | 140692.44 | 9.34 | 1587.61 | 70331.91 | 4.67 | 1093 | 376008.91 | 375415.17 | 17.97 | 1881.34 | 281890.06 | 13.5 | 1861.82 | 188040.24 | 9 | 1726.04 | 93996.84 | 4.5 | 1182.99 | 214722.74 | 215054.68 | 220.15 | 1867.58 | 161121.83 | 164.94 | 1868.21 | 107331.72 | 109.88 | 1685.27 | 53699.97 | 54.97 | 1151.83 | 7931606.57 | 7953511.11 | 22.46 | 1732.35 | 6934037.367 | 19.581 | 1796.638 | 5951211.986 | 16.806 | 1821.002 | 4972091.3659 | 14.041 | 1723.56 | 3963579.4216 | 11.193 | 1565.031 | 2966753.1845 | 8.378 | 1281.678 | 1980904.43 | 5.594 | 1192.416 | 994347.4507 | 2.808 | 1104.345 | 9568.04 | 9782.17 | 28.9 | 1294.7 | 4786.46 | 14.14 | 1202.16 | 59431.44 | 59158.82 | 433.11 | 1435.46 | 29732.55 | 217.68 | 1345.37 | 503.37 | 43.7 | 1858.41 | 502.67 | 43.64 | 1877.02 | 3483450.95 | 23.52 | 1811.66 | 16245615.18 | 109.7 | 1938.1 | 953.8 | 11.8 | 59.8 | 36.4 | 17.9 | 228.9 | 0 | 0 | 0 | 0 | 4 | 0 | 3+1 |  | 0.9432 | 0.9514 | 0.9606 | 0.949 | Single | 0.99 | 2799 | A4 |  | 0 | 2021 |  | #REF! | #REF! | #REF! | #REF! |  | 2 | [5 empty] | BCXU
TGG | BCXU | 2.0.3 | 2021 | TGG267 | Typical | Yes | Yes | Yes | Yes | Yes | Yes | Yes | Yes | Yes | Yes | Yes | Yes | No | No | No | No | Blade | 7 U | Managed | 4 | Intel(R) Xeon(R) Gold 6346 CPU @ 3.1GHz | 2 | 2 | 3100 | 16 | 2 | 255700 | 16 | 16 x 16GB DDR4-3200-MHz RDIMM/1Rx4/1.2v; slots P1 and P2 A1-H2 populated | 8 |  |  | 3 | Grid | 2800 | Microsoft Corporation Windows Server 2019 Datacenter | 1809 (OS Build 17763.1) | OpenLogic | OpenJDK Runtime Environment (build 11.0.9.1+1-adhoc..jdk11u) | Intel_Win_HS18_5 | 12.68 | 16.576 | 17.925 | 9.956 | 8.804 | 109.181 | 10.555 | 13.342 | 164.364 | 21.913 | 82.324 | 23.4 | 374245.74 | 372261.384 | 53.761 | 2850.871 | 280197.7 | 40.465 | 2881.635 | 186763.068 | 26.972 | 2481.471 | 93453.252 | 13.496 | 1502.568 | 4222435.05 | 4223140.207 | 71.569 | 2997.387 | 3167045.618 | 53.671 | 2889.819 | 2111196.583 | 35.778 | 2525.952 | 1055667.704 | 17.89 | 1488.487 | 1206135.81 | 1215319.011 | 76.212 | 2818.355 | 904517.993 | 56.722 | 2835.342 | 603178.202 | 37.825 | 2470.184 | 301504.89 | 18.907 | 1517.268 | 594956.87 | 594956.65 | 39.52 | 2748.48 | 446220.08 | 29.64 | 2609.15 | 297742.32 | 19.78 | 2304.32 | 148772.2 | 9.88 | 1409.28 | 769566.59 | 769520.79 | 36.84 | 2823.26 | 576812.86 | 27.62 | 2780.21 | 384916.85 | 18.43 | 2452.74 | 192512.82 | 9.22 | 1494.15 | 447030.27 | 448763.7 | 459.4 | 2832.84 | 335208.73 | 343.15 | 2764.01 | 223510.74 | 228.81 | 2458.48 | 111701.58 | 114.35 | 1507.87 | 17001643.29 | 17053071.07 | 48.157 | 2859.03 | 14884342.726 | 42.033 | 2796.479 | 12767166.3064 | 36.054 | 2737.474 | 10626911.3234 | 30.01 | 2608.681 | 8514277.103 | 24.044 | 2208.793 | 6365523.4238 | 17.976 | 1721.525 | 4247223.406 | 11.994 | 1530.85 | 2116883.5685 | 5.978 | 1325.799 | 10213.95 | 10239.67 | 30.25 | 1652.94 | 5120.88 | 15.13 | 1555.69 | 50705.69 | 51928.25 | 380.18 | 1635.67 | 25375.37 | 185.78 | 1598.35 | 751.54 | 65.24 | 2972.35 | 748.76 | 65 | 2970.78 | 7463824.78 | 50.4 | 2879.7 | 34188142.67 | 230.85 | 2804.19 | 1059.2 | 16.8 | 46.8 | 42.5 | 23.4 | 228.4 | 0 | 0 | 0 | 0 | 4 | 0 | 3+1 |  | 0.9432 | 0.9514 | 0.9606 | 0.949 | Single | 0.99 | 2799 | A4 |  | 0 | 2021 |  | #REF! | #REF! | #REF! | #REF! |  | 2 | [5 empty] | BCXU
TGG | BCXW | 2.0.3 | 2018 | TGG268 | Typical | Select | Select | Select | Select | Select | Select | Select | Select | Select | Select | Select | Yes | Select | Select | Select | Select | Rack | Select | Select | 1 | Intel(R) Xeon(R) Gold 6354 CPU @ 3.00GHz | 2 | 2 | 3000 | 18 | 2 | 511700 | 16 | 16 x 32GB 2Rx4 PC2-5300F ECC CL5; slots 1 through 16 populated | 1 |  |  | 1 | Standard | 1200 | Microsoft Corporation Microsoft Windows Server 2019 Datacenter | 10.0.17763 | Oracle Corporation | 11.0.11+9-LTS-194 | Intel_Win_HS18_5 | 17.028 | 23.02 | 25.32 | 15.676 | 13.221 | 174.951 | 15.554 | 8.168 | 156.366 | 31.212 | 136.292 | 33.7 | 96607.46 | 96616.591 | 13.953 | 654.607 | 72369.544 | 10.451 | 507.628 | 48347.004 | 6.982 | 413.408 | 24133.253 | 3.485 | 307.281 | 1287764.16 | 1286672.787 | 21.805 | 680.967 | 965991.251 | 16.37 | 637.806 | 643671.356 | 10.908 | 535.653 | 321837.68 | 5.454 | 325.043 | 322714.28 | 317272.187 | 19.896 | 611.65 | 242107.88 | 15.182 | 519.377 | 161320.265 | 10.116 | 406.117 | 80661.432 | 5.058 | 291.49 | 165025.84 | 165007.35 | 10.96 | 611.12 | 123798.83 | 8.22 | 398.94 | 82492.03 | 5.48 | 341.35 | 41300.01 | 2.74 | 269.5 | 206482.15 | 206501 | 9.89 | 614.67 | 154781.64 | 7.41 | 450.33 | 103178.24 | 4.94 | 374.53 | 51672.06 | 2.47 | 282.68 | 126489.93 | 126452.94 | 129.45 | 624.93 | 94891.11 | 97.14 | 433.73 | 63228.6 | 64.73 | 367.3 | 31651.52 | 32.4 | 282.76 | 4901651.86 | 4918283.03 | 13.889 | 649.61 | 4293242.163 | 12.124 | 610.829 | 3678518.9879 | 10.388 | 497.832 | 3066258.7521 | 8.659 | 441.991 | 2451519.7298 | 6.923 | 394.232 | 1833239.5842 | 5.177 | 349.3 | 1230540.3815 | 3.475 | 303.625 | 614739.0222 | 1.736 | 261.932 | 1025.77 | 1038.91 | 3.07 | 318.76 | 514.1 | 1.52 | 219.24 | 10118.38 | 9621.94 | 70.44 | 328.82 | 5046.33 | 36.95 | 323.71 | 250.88 | 21.78 | 699.03 | 250.84 | 21.78 | 696.32 | 2110260.76 | 14.25 | 667.01 | 13468983.66 | 90.95 | 667.3 | 213.4 | 24.7 | 35.7 | 65.2 | 33.7 | 230.6 | Select | Select | Select | Select | Select | Select | Select |  | 0 | 0 | 0 | 0 | Select | 0 | 0 | Select |  | 0 | 2018 |  | #REF! | #REF! | #REF! | #REF! |  | 2 | [5 empty] | BCXW
TGG | BCXX | 2.0.3 | 2021 | TGG269 | High-End | Yes | Yes | Yes | Yes | Yes | Yes | Yes | Yes | Yes | Yes | Yes | Yes | Yes | No | Yes | No | Rack | 2 U | Managed | 1 | Intel(R) Xeon(R) Platinum 8380 CPU @ 2.30GHz | 2 | 2 | 2295 | 40 | 2 | 511700 | 16 | 16 x SAMSUNG / M393A4G43AB3-CWECQ | 2 |  |  | 2 | Redundant | 1800 | Microsoft Corporation Microsoft Windows Server 2019 Datacenter | 10.0.17763 | OpenJDK | 11.0.9.1+1-LTS | Intel_Win_HS18_5 | 25.207 | 28.676 | 34.576 | 22.788 | 19.868 | 248.054 | 21.629 | 25.806 | 204.522 | 29.584 | 179.589 | 45 | 186579.93 | 186583.657 | 26.946 | 847.8 | 139665.286 | 20.17 | 733.068 | 93276.91 | 13.471 | 587.69 | 46577.877 | 6.727 | 333.984 | 1701256.63 | 1701268.52 | 28.831 | 860.965 | 1276209.158 | 21.628 | 675.819 | 850586.028 | 14.415 | 502.632 | 425458.002 | 7.21 | 327.684 | 572157.58 | 580791.442 | 36.421 | 800.774 | 429213.612 | 26.916 | 735.919 | 286214.181 | 17.948 | 575.471 | 143148.438 | 8.977 | 325.868 | 310374.54 | 310435.76 | 20.62 | 779.75 | 232755.61 | 15.46 | 693.11 | 155264.44 | 10.31 | 385.25 | 77593.14 | 5.15 | 301.65 | 402224.89 | 402172.66 | 19.26 | 805.72 | 301734.05 | 14.45 | 759.51 | 201083.57 | 9.63 | 427.18 | 100584.29 | 4.82 | 316.59 | 231935.21 | 230750.3 | 236.22 | 802.26 | 173914.51 | 178.04 | 751.84 | 115903.13 | 118.65 | 412.59 | 57952.99 | 59.33 | 314.19 | 7804978.82 | 7861193.88 | 22.2 | 830.88 | 6830732.84 | 19.29 | 784.944 | 5844624.1717 | 16.505 | 637.864 | 4870107.012 | 13.753 | 477.06 | 3906567.3349 | 11.032 | 421.846 | 2926030.2654 | 8.263 | 369.669 | 1956470.6785 | 5.525 | 324.459 | 971330.1486 | 2.743 | 279.184 | 2838.03 | 2777.83 | 8.21 | 231.5 | 1421.64 | 4.2 | 223.6 | 9128.88 | 9211.16 | 67.44 | 233.39 | 4562.97 | 33.41 | 230.76 | 280.17 | 24.32 | 819.16 | 280.64 | 24.36 | 826.41 | 3378414.64 | 22.81 | 855.7 | 22476187.18 | 151.77 | 845.09 | 185.3 | 34.7 | 72.6 | 72.9 | 45 | 229.8 | 0 | 4 | 0 | 0 | 0 | 0 | 1+1 |  | 0.9067 | 0.9295 | 0.9441 | 0.9304 | Single | 1 | 1800 | A2 | 237.5 | 0 | 2021 |  | #REF! | #REF! | #REF! | #REF! |  | 2 | [5 empty] | BCXX
TGG | BCXX | 2.0.3 | 2021 | TGG270 | Low-End | Yes | Yes | Yes | Yes | Yes | Yes | Yes | Yes | Yes | Yes | Yes | Yes | Yes | No | Yes | No | Rack | 2 U | Managed | 1 | Intel(R) Xeon(R) Silver 4309Y CPU @ 2.80GHz | 2 | 2 | 2800 | 8 | 2 | 255700 | 16 | 16 x hynix / HMA82GR7CJR8N-XN | 2 |  |  | 2 | Redundant | 500 | Microsoft Corporation Microsoft Windows Server 2019 Datacenter | 10.0.17763 | OpenJDK | 11+28 | Intel_Win_HS18_5 | 9.606 | 15.468 | 13.117 | 9.462 | 7.563 | 95.143 | 7.462 | 13.068 | 17.727 | 28.61 | 98.989 | 20.9 | 32440.5 | 32465.417 | 4.689 | 320.077 | 24336.303 | 3.515 | 302.539 | 16246.353 | 2.346 | 252.928 | 8122.843 | 1.173 | 217.439 | 461961.72 | 461809.655 | 7.826 | 330.673 | 346507.113 | 5.872 | 315.935 | 231027.544 | 3.915 | 261.175 | 115460.309 | 1.957 | 225.413 | 99568.42 | 98830.662 | 6.198 | 306.238 | 74689.028 | 4.684 | 295.672 | 49679.528 | 3.115 | 244.606 | 24865.269 | 1.559 | 215.041 | 65725.39 | 65722.99 | 4.37 | 305.74 | 49300.64 | 3.27 | 270.73 | 32918.35 | 2.19 | 241.81 | 16427.35 | 1.09 | 212.55 | 74640.83 | 74717.68 | 3.58 | 307.71 | 55907.17 | 2.68 | 289.6 | 37315.42 | 1.79 | 245.15 | 18666.18 | 0.89 | 213.9 | 43615.82 | 43681.1 | 44.72 | 305.73 | 32635.19 | 33.41 | 285.99 | 21784.69 | 22.3 | 243.21 | 10885.99 | 11.14 | 213.07 | 1432120.32 | 1445931.02 | 4.083 | 318.25 | 1257308.455 | 3.551 | 305.403 | 1071898.0532 | 3.027 | 281.231 | 899091.2313 | 2.539 | 268.65 | 713182.2528 | 2.014 | 248.521 | 536834.3074 | 1.516 | 228.197 | 358007.5757 | 1.011 | 217.527 | 179534.9564 | 0.507 | 200.13 | 1151.57 | 1136.55 | 3.36 | 187.91 | 570.11 | 1.68 | 176.26 | 593.63 | 597.83 | 4.38 | 177.73 | 299.08 | 2.19 | 171.59 | 111.64 | 9.69 | 342.84 | 119 | 10.33 | 356.74 | 935262.04 | 6.32 | 317.19 | 4661687.85 | 31.48 | 317.99 | 163 | 13.9 | 15.2 | 53.2 | 20.9 | 230.1 | 0 | 4 | 0 | 0 | 0 | 0 | 1+1 |  | 0.8986 | 0.9364 | 0.9491 | 0.9377 | Single | 0.99 | 500 | A2 | 219.7 | 0 | 2021 |  | #REF! | #REF! | #REF! | #REF! |  | 2 | [5 empty] | BCXX
TGG | BCXX | 2.0.3 | 2021 | TGG271 | Typical | Yes | Yes | Yes | Yes | Yes | Yes | Yes | Yes | Yes | Yes | Yes | Yes | Yes | No | Yes | No | Rack | 2 U | Managed | 1 | Intel(R) Xeon(R) Gold 6330N CPU @ 2.20GHz | 2 | 2 | 2195 | 28 | 2 | 511700 | 16 | 16 x SAMSUNG / M393A4G43AB3-CWECQ | 6 |  |  | 2 | Redundant | 750 | Microsoft Corporation Microsoft Windows Server 2019 Datacenter | 10.0.17763 | OpenJDK | 11.0.9.1+1-LTS | Intel_Win_HS18_5 | 21.689 | 27.116 | 30.695 | 17.635 | 16.111 | 200.845 | 17.468 | 56.4 | 273.145 | 35.701 | 185.195 | 42.7 | 119497.35 | 120267.21 | 17.369 | 579.403 | 89762.774 | 12.963 | 552.461 | 59752.067 | 8.629 | 398.635 | 29878.039 | 4.315 | 296.896 | 1364467.25 | 1364061.641 | 23.117 | 594.687 | 1023330.202 | 17.342 | 577.119 | 682228.548 | 11.562 | 487.126 | 340991.941 | 5.779 | 296.311 | 363145.97 | 361522.943 | 22.671 | 544.003 | 272456.08 | 17.086 | 478.419 | 181555.554 | 11.385 | 378.323 | 90759.947 | 5.692 | 287.174 | 187454.02 | 187489.05 | 12.45 | 541.23 | 140542.12 | 9.33 | 502.97 | 93819.55 | 6.23 | 320.6 | 46815.77 | 3.11 | 266.79 | 250866.94 | 250574.29 | 12 | 540.37 | 188162.51 | 9.01 | 537.77 | 125423.14 | 6.01 | 359.21 | 62741.97 | 3 | 277.16 | 142714.95 | 142839.42 | 146.23 | 538.47 | 107165.49 | 109.71 | 518.63 | 71342.66 | 73.03 | 343.45 | 35672.47 | 36.52 | 274.13 | 5005003.29 | 5047943.17 | 14.255 | 559.5 | 4386261.044 | 12.387 | 554.263 | 3763860.0619 | 10.629 | 453.106 | 3118667.3784 | 8.807 | 391.679 | 2504282.4685 | 7.072 | 350.305 | 1879274.1884 | 5.307 | 317.675 | 1250370.6725 | 3.531 | 285.503 | 623237.7184 | 1.76 | 254.234 | 6269.95 | 6251.58 | 18.47 | 234.69 | 3122.9 | 9.23 | 228.29 | 12180.52 | 12370.18 | 90.56 | 234.27 | 6083.03 | 44.54 | 230.75 | 242.87 | 21.08 | 589.34 | 245.18 | 21.28 | 597.36 | 2388812.82 | 16.13 | 576.54 | 15727731.62 | 106.2 | 573.45 | 185.4 | 29.2 | 124.1 | 81.3 | 42.7 | 230.1 | 0 | 4 | 0 | 0 | 0 | 0 | 1+1 |  | 0.9186 | 0.9433 | 0.9502 | 0.9366 | Single | 0.99 | 750 | A2 |  | 0 | 2021 |  | #REF! | #REF! | #REF! | #REF! |  | 2 | [5 empty] | BCXX
TGG | BCXY | 2.0.3 | 2020 | TGG272 | High-End | Yes | Yes | Yes | Yes | Yes | Yes | Yes | Yes | Yes | Yes | Yes | Yes | Yes | No | Yes | No | Blade | 2 U | Managed | 2 | Genuine Intel(R) CPU $0000%@ | 2 | 2 | 2594 | 24 | 2 | 1023700 | 16 | 16 x DDR4, 64GB | 4 |  |  | 2 | Standard | 2400 | Microsoft Corporation Microsoft Windows Server 2019 Standard Evaluation | 10.0.17763 | Oracle Corporation | 1.8.0_231-b11 | Intel_Win_HS18_5 | 18.413 | 24.373 | 24.887 | 14.996 | 13.596 | 24.053 | 14.031 | 20.571 | 244.96 | 33.234 | 373.156 | 34 | 231303.94 | 231551.257 | 33.44 | 1376.535 | 173575.322 | 25.067 | 1191.3 | 115709.767 | 16.71 | 955.361 | 57870.735 | 8.358 | 650.084 | 2765193.55 | 2732570.436 | 46.308 | 1367.513 | 2074111.966 | 35.15 | 1206.61 | 1382632.265 | 23.431 | 984.942 | 691157.183 | 11.713 | 778.919 | 658458.06 | 659746.8 | 41.372 | 1232.458 | 494021.171 | 30.98 | 1118.074 | 329235.078 | 20.646 | 889.455 | 164638.908 | 10.324 | 581.132 | 326347.13 | 326911.03 | 21.71 | 1021.11 | 244692.67 | 16.25 | 883.94 | 163201.43 | 10.84 | 764.11 | 81611.89 | 5.42 | 594.39 | 439503.49 | 441942.56 | 21.16 | 1099.3 | 329601.64 | 15.78 | 994 | 219747.35 | 10.52 | 825.12 | 109812.45 | 5.26 | 599.55 | 35741.77 | 35916.55 | 36.77 | 1060.38 | 26851.45 | 27.49 | 916.1 | 17878.53 | 18.3 | 795.16 | 8964.03 | 9.18 | 656.49 | 10095436.97 | 10088119.29 | 28.488 | 1326.57 | 8840641.757 | 24.966 | 1237.869 | 7577649.9637 | 21.399 | 1121.983 | 6311698.3482 | 17.824 | 1005.809 | 5049641.9684 | 14.26 | 928.309 | 3792897.2737 | 10.711 | 837.374 | 2586790.6437 | 7.305 | 784.165 | 1261348.1551 | 3.562 | 635.479 | 4417.39 | 4439.5 | 13.12 | 450.44 | 2203.46 | 6.51 | 448 | 21263.81 | 21354.53 | 156.34 | 452.84 | 10664.38 | 78.08 | 449.21 | 498.71 | 43.29 | 1316.32 | 507.36 | 44.04 | 1311.39 | 7093505.93 | 47.9 | 1360.17 | 75883239.34 | 512.4 | 1373.14 | 441.8 | 18.6 | 71 | 111.4 | 34 | 228.7 | 0 | 1 | 0 | 0 | 1 | 0 | 1+1 |  | 0.9267 | 0.9456 | 0.9512 | 0.9293 | Single | 1 | 2400 | A2 | 241.7 | 0 | 2020 |  | #REF! | #REF! | #REF! | #REF! |  | 2 | [5 empty] | BCXY
TGG | BCXY | 2.0.3 | 2020 | TGG273 | Low-End | Yes | Yes | Yes | Yes | Yes | Yes | Yes | Yes | Yes | Yes | Yes | Yes | Yes | No | Yes | No | Blade | 2 U | Managed | 2 | Intel(R) Xeon(R) Gold 6346 CPU $@ $@ | 2 | 2 | 3093 | 16 | 2 | 255700 | 16 | 16 x DDR4, 16GB | 4 |  |  | 2 | Redendant | 1800 | Microsoft Corporation Microsoft Windows Server 2019 Datacenter Evaluation | 10.0.17763 | Oracle Corporation | 1.8.0_231-b11 | Intel_Win_HS18_5 | 19.901 | 24.953 | 25.565 | 16.293 | 14.844 | 24.884 | 15.745 | 21.586 | 277.655 | 28.166 | 196.043 | 31.5 | 190830.49 | 190409.145 | 27.498 | 1204.41 | 143149.899 | 20.673 | 855.029 | 95436.958 | 13.783 | 677.358 | 47704.041 | 6.889 | 493.352 | 2358173.42 | 2357735.662 | 39.956 | 1234.5 | 1768324.853 | 29.967 | 1112.877 | 1179171.788 | 19.983 | 904.071 | 589405.706 | 9.989 | 496.303 | 606754.31 | 605139.036 | 37.948 | 1151.929 | 455364.917 | 28.556 | 1166.974 | 303447.889 | 19.029 | 698.81 | 151786.947 | 9.519 | 489.126 | 299533.15 | 299571.42 | 19.9 | 1147.12 | 224736.76 | 14.93 | 692.95 | 149897.01 | 9.96 | 581.06 | 74774.74 | 4.97 | 451.15 | 399988.41 | 400284.72 | 19.16 | 1162.47 | 300093.77 | 14.37 | 777.63 | 199997 | 9.58 | 618.67 | 100019.1 | 4.79 | 464.97 | 30404.04 | 30417.02 | 31.14 | 1168.77 | 22822.09 | 23.36 | 715.83 | 15241.52 | 15.6 | 589.94 | 7613.28 | 7.79 | 467.46 | 8578207.65 | 8586038.62 | 24.247 | 1190.32 | 7513606.988 | 21.218 | 1106.766 | 6442719.914 | 18.194 | 895.328 | 5351345.6821 | 15.112 | 741.346 | 4298569.6953 | 12.139 | 660.24 | 3209320.1374 | 9.063 | 583.026 | 2140254.983 | 6.044 | 508.647 | 1078626.1876 | 3.046 | 443.063 | 3913.8 | 4099.4 | 12.11 | 388.25 | 1951.59 | 5.77 | 386.04 | 20794.35 | 20792.06 | 152.22 | 389.39 | 10415.06 | 76.25 | 386.66 | 389.69 | 33.83 | 1223.8 | 392.36 | 34.06 | 1186.68 | 6182725.25 | 41.75 | 1195.19 | 34484883.31 | 232.86 | 1187.78 | 384.2 | 19.8 | 77.4 | 74.3 | 31.5 | 229.6 | 0 | 1 | 0 | 0 | 1 | 0 | 1+1 |  | 0.9238 | 0.9475 | 0.9512 | 0.9293 | Single | 1 | 1800 | A2 | 205.3 | 0 | 2020 |  | #REF! | #REF! | #REF! | #REF! |  | 2 | [5 empty] | BCXY
TGG | BCXY | 2.0.3 | 2020 | TGG274 | Typical | Yes | Yes | Yes | Yes | Yes | Yes | Yes | Yes | Yes | Yes | Yes | Yes | Yes | No | Yes | No | Blade | 2 U | Managed | 2 | Genuine Intel(R) CPU $0000%@ | 2 | 2 | 2594 | 16 | 2 | 255700 | 8 | 8 x DDR4, 32GB | 4 |  |  | 2 | Standard | 2400 | Microsoft Corporation Microsoft Windows Server 2019 Standard Evaluation | 10.0.17763 | Oracle Corporation | 1.8.0_231-b11 | Intel_Win_HS18_5 | 16.11 | 19.33 | 22.191 | 12.493 | 11.501 | 19.76 | 12.115 | 22.699 | 293.95 | 23.993 | 175.865 | 26.1 | 153957.12 | 154373.862 | 22.294 | 1024.158 | 115859.227 | 16.732 | 882.568 | 77216.381 | 11.151 | 738.929 | 38615.021 | 5.577 | 515.616 | 1562962.8 | 1570241.063 | 26.611 | 960.032 | 1172622.833 | 19.872 | 824.026 | 781803.108 | 13.249 | 707.174 | 390866.287 | 6.624 | 594.226 | 505039.39 | 504817.704 | 31.657 | 1069.971 | 378709.487 | 23.749 | 938.597 | 252463.437 | 15.832 | 755.51 | 126190.686 | 7.913 | 511.897 | 217417.78 | 217947.11 | 14.48 | 780.24 | 163088.84 | 10.83 | 714.04 | 108759.83 | 7.22 | 627.27 | 54317.64 | 3.61 | 480.01 | 294008.49 | 295666.34 | 14.16 | 855.04 | 220388.15 | 10.55 | 759.81 | 146922.06 | 7.03 | 673.37 | 73549.11 | 3.52 | 483.37 | 23825.65 | 23942.9 | 24.51 | 831.63 | 17900.92 | 18.33 | 731.31 | 11901.65 | 12.18 | 653.44 | 5974.03 | 6.12 | 552.34 | 6591313.12 | 6606945.9 | 18.658 | 984.54 | 5770063.126 | 16.294 | 904.493 | 4943054.1541 | 13.959 | 814.191 | 4128241.6597 | 11.658 | 766.635 | 3291120.088 | 9.294 | 716.512 | 2473828.8072 | 6.986 | 649.306 | 1649809.3921 | 4.659 | 597.069 | 824727.6399 | 2.329 | 486.264 | 3905.86 | 4069.26 | 12.02 | 367.28 | 1948.74 | 5.76 | 365.8 | 20916.22 | 21045.45 | 154.08 | 371.33 | 10465.94 | 76.62 | 367.95 | 234.25 | 20.33 | 848.12 | 234.57 | 20.36 | 848.08 | 4776503.23 | 32.25 | 1021.89 | 26714056.64 | 180.38 | 1025.7 | 363 | 15.7 | 81.7 | 65 | 26.1 | 229.1 | 0 | 1 | 0 | 0 | 1 | 0 | 1+1 |  | 0.9267 | 0.9456 | 0.9512 | 0.9293 | Single | 1 | 2400 | A2 |  | 0 | 2020 |  | #REF! | #REF! | #REF! | #REF! |  | 2 | [5 empty] | BCXY
TGG | BCXZ | 2.0.3 | 2021 | TGG275 | High-End | Yes | Yes | Yes | Yes | Yes | Yes | Yes | Yes | Yes | Yes | Yes | Yes | Yes | No | Yes | No | Tower | 4 U | Managed | 1 | Intel(R) Xeon(R) Platinum 8360Y CPU $@ $@ | 2 | 2 | 2394 | 36 | 2 | 1023700 | 16 | 16 x DDR4, 64GB | 2 |  |  | 2 | Redundant | 2400 | Microsoft Corporation Microsoft Windows Server 2019 Standard | 10.0.17763 | Oracle Corporation | 1.8.0_231-b11 | Intel_Win_HS18_5 | 20.303 | 23.331 | 29.214 | 17.944 | 16.611 | 27.91 | 16.577 | 4.19 | 6.844 | 25.594 | 463.478 | 32.3 | 167673.56 | 167720.139 | 24.222 | 892.219 | 125814.948 | 18.17 | 788.703 | 83981.246 | 12.128 | 613.597 | 41961.809 | 6.06 | 440.855 | 1664375.69 | 1667057.856 | 28.251 | 918.648 | 1248534.412 | 21.159 | 761.284 | 832291.434 | 14.105 | 641.506 | 416187.583 | 7.053 | 447.348 | 530496.85 | 531078.752 | 33.304 | 827.2 | 398040.813 | 24.961 | 833.49 | 265281.827 | 16.636 | 554.465 | 132601.345 | 8.315 | 413.003 | 289387.21 | 289494.07 | 19.23 | 831.21 | 216848.78 | 14.4 | 779.3 | 144644.13 | 9.61 | 485.5 | 72330.85 | 4.8 | 391.94 | 386670.17 | 386355.7 | 18.5 | 830.09 | 289868.96 | 13.88 | 825.56 | 193362.63 | 9.26 | 519.42 | 96705.78 | 4.63 | 405.97 | 29491.76 | 29460.97 | 30.16 | 845.23 | 22085.06 | 22.61 | 774.8 | 14750.23 | 15.1 | 491.43 | 7406.43 | 7.58 | 399.76 | 7340971.79 | 7364648.14 | 20.797 | 883.89 | 6411884.929 | 18.107 | 818.78 | 5489095.3823 | 15.501 | 765.811 | 4582921.9043 | 12.942 | 623.43 | 3668249.7301 | 10.359 | 541.334 | 2749682.3201 | 7.765 | 480.305 | 1839967.7186 | 5.196 | 426.455 | 915734.5112 | 2.586 | 373.941 | 600.41 | 604.83 | 1.79 | 307.57 | 302.14 | 0.89 | 295.46 | 386.06 | 394.35 | 2.89 | 299.05 | 195.6 | 1.43 | 295.18 | 260.65 | 22.63 | 879.38 | 267.64 | 23.23 | 912.52 | 5311346.72 | 35.86 | 853.91 | 59987667.23 | 405.06 | 873.96 | 290.9 | 21.2 | 5.4 | 108.9 | 32.3 | 229.3 | 0 | 2 | 0 | 0 | 10 | 0 | 1+1 |  | 0.9267 | 0.9456 | 0.9512 | 0.9293 | Single | 1 | 2400 | A2 | 395.1 | 0 | 2021 |  | #REF! | #REF! | #REF! | #REF! |  | 2 | [5 empty] | BCXZ
TGG | BCXZ | 2.0.3 | 2021 | TGG276 | Low-End | Yes | Yes | Yes | Yes | Yes | Yes | Yes | Yes | Yes | Yes | Yes | Yes | Yes | No | Yes | No | Tower | 4 U | Managed | 1 | Intel(R) Xeon(R) Silver 4309Y CPU @ 2.80GHz | 2 | 2 | 2793 | 8 | 2 | 255700 | 16 | 16 x DDR4, 16GB | 2 |  |  | 2 | Redundant | 750 | Microsoft Corporation Microsoft Windows Server 2019 Standard | 10.0.17763 | Oracle Corporation | 1.8.0_231-b11 | Intel_Win_HS18_5 | 10.448 | 16.802 | 13.367 | 9.746 | 8.629 | 14.196 | 8.178 | 8.095 | 13.213 | 33.838 | 144.898 | 19.4 | 29879.28 | 28948.009 | 4.181 | 253.188 | 22116.205 | 3.194 | 241.147 | 14746.012 | 2.13 | 215.665 | 7363.951 | 1.063 | 192.757 | 421898.65 | 422085.575 | 7.153 | 266.366 | 316572.531 | 5.365 | 257.026 | 211022.74 | 3.576 | 223.236 | 105452.049 | 1.787 | 201.365 | 83439.72 | 82942.736 | 5.201 | 241.331 | 62556.326 | 3.923 | 232.132 | 41725.415 | 2.617 | 207.378 | 20823.001 | 1.306 | 187.98 | 56847.66 | 56993.04 | 3.79 | 241.82 | 42618.68 | 2.83 | 224.34 | 28456.79 | 1.89 | 207.61 | 14220.63 | 0.94 | 188.22 | 70541.69 | 70715.55 | 3.39 | 242.82 | 52912.38 | 2.53 | 229.36 | 35252.13 | 1.69 | 209.48 | 17651.44 | 0.85 | 189.13 | 5363.12 | 5367.26 | 5.49 | 240.68 | 4036.59 | 4.13 | 223.99 | 2677.15 | 2.74 | 207.65 | 1343.81 | 1.38 | 188.27 | 1344501.66 | 1352206.56 | 3.819 | 253.4 | 1174658.653 | 3.317 | 246.538 | 1009928.3937 | 2.852 | 235.359 | 837475.6841 | 2.365 | 224.627 | 671042.8843 | 1.895 | 215.171 | 502485.4105 | 1.419 | 205.496 | 334990.2736 | 0.946 | 194.087 | 169619.8109 | 0.479 | 183.726 | 619.46 | 640.57 | 1.89 | 169.03 | 308.04 | 0.91 | 155.5 | 400.52 | 393.72 | 2.88 | 157.78 | 200.83 | 1.47 | 153.86 | 112.66 | 9.78 | 284.64 | 108.55 | 9.42 | 282.75 | 961974.61 | 6.5 | 250.92 | 5391894.08 | 36.41 | 251.27 | 145.1 | 11.3 | 10.3 | 70 | 19.4 | 229 | 0 | 2 | 0 | 0 | 0 | 0 | 1+1 |  | 0.9116 | 0.9348 | 0.947 | 0.9336 | Single | 1 | 750 | A2 | 158.1 | 0 | 2021 |  | #REF! | #REF! | #REF! | #REF! |  | 2 | [5 empty] | BCXZ
TGG | BCXZ | 2.0.3 | 2021 | TGG277 | Typical | Yes | Yes | Yes | Yes | Yes | Yes | Yes | Yes | Yes | Yes | Yes | Yes | Yes | No | Yes | No | Tower | 4 U | Managed | 1 | Intel(R) Xeon(R) Gold 6338 CPU $@ $@ | 2 | 2 | 1995 | 32 | 2 | 255700 | 16 | 16 x DDR4, 16GB | 2 |  |  | 2 | Redundant | 750 | Microsoft Corporation Microsoft Windows Server 2019 Standard | 10.0.17763 | Oracle Corporation | 1.8.0_231-b11 | Intel_Win_HS18_5 | 19.232 | 23.276 | 26.676 | 15.056 | 14.125 | 23.275 | 15.693 | 3.791 | 6.378 | 28.999 | 225.567 | 27.5 | 141256.08 | 141384.836 | 20.418 | 755.813 | 106091.633 | 15.321 | 691.042 | 70626.048 | 10.2 | 536.839 | 35339.991 | 5.104 | 424.545 | 1520508.25 | 1521538.283 | 25.785 | 771.077 | 1140539.897 | 19.329 | 687.016 | 760563.923 | 12.889 | 612.281 | 380240.762 | 6.444 | 434.806 | 444205.31 | 441518.026 | 27.687 | 718.806 | 332960.332 | 20.88 | 711.697 | 222148.375 | 13.931 | 513.542 | 111165.409 | 6.971 | 422.003 | 215625.81 | 215736.06 | 14.33 | 685.06 | 161875.86 | 10.75 | 647.07 | 107881.79 | 7.17 | 444.76 | 53953.91 | 3.58 | 390.43 | 293289.66 | 293368.78 | 14.05 | 718.46 | 219925.59 | 10.53 | 678.85 | 146634.63 | 7.02 | 468.8 | 73381.45 | 3.51 | 400.8 | 22042.08 | 22048.64 | 22.57 | 705.9 | 16523.28 | 16.92 | 660.78 | 11008.47 | 11.27 | 450.1 | 5494.23 | 5.62 | 392.77 | 6323363.67 | 6339010.62 | 17.901 | 745.36 | 5539572.545 | 15.644 | 738.974 | 4741564.2326 | 13.39 | 660.491 | 3953664.2761 | 11.165 | 533.891 | 3167534.8813 | 8.945 | 489.998 | 2362283.4201 | 6.671 | 452.501 | 1579695.1487 | 4.461 | 415.075 | 787899.9565 | 2.225 | 377.191 | 593.01 | 567.98 | 1.68 | 327.63 | 296.6 | 0.88 | 312.25 | 378.69 | 395.59 | 2.9 | 316.81 | 188.5 | 1.38 | 310.19 | 250.15 | 21.71 | 753.16 | 252.23 | 21.9 | 750.65 | 4452943.23 | 30.07 | 746.22 | 24559549.25 | 165.84 | 735.2 | 300.1 | 19.1 | 4.9 | 80.9 | 27.5 | 229.3 | 0 | 2 | 0 | 0 | 10 | 0 | 1+1 |  | 0.9116 | 0.9348 | 0.947 | 0.9336 | Single | 1 | 750 | A2 |  | 0 | 2021 |  | #REF! | #REF! | #REF! | #REF! |  | 2 | [5 empty] | BCXZ
TGG | BCX# | 2.0.1 | 2020 | TGG278 | High-End | Select | Select | Select | Select | Select | Select | Select | Select | Select | Select | Select | Yes | Select | Select | Select | Select | Rack | Select | Select | 1 | Intel(R) Xeon(R) Platinum 8280 CPU @ 2.70GHz | 2 | 2 | 2694 | 28 | 2 | 1535600 | 24 | 24 x 64GB 4DRx4 PC4-2666V ; slots 1, 2, 3, | 4 |  |  | 2 | Redundant | 750 | Microsoft Corporation Microsoft WindowsServer 2016 Datacenter | 10.0.14393 | Oracle Corporation | 1.7.0_80-b15 | Intel_Win_HS18_5 | 15.465 | 11.927 | 24.394 | 13.733 | 14.722 | 9.455 | 12.227 | 25.598 | 359.496 | 14.691 | 373.439 | 25.4 | 119214.79 | 119817.635 | 17.304 | 827.913 | 89668.257 | 12.95 | 774.081 | 59745.507 | 8.628 | 585.948 | 29906.83 | 4.319 | 388.802 | 687145.12 | 687736.948 | 11.655 | 838.932 | 515415.057 | 8.735 | 670.31 | 343572.494 | 5.822 | 480.648 | 171737.752 | 2.91 | 315.388 | 390021.43 | 393658.438 | 24.686 | 740.781 | 292601.918 | 18.349 | 713.835 | 194943.965 | 12.225 | 577.074 | 97416.501 | 6.109 | 313.07 | 198443.07 | 197621.3 | 13.13 | 734.59 | 148857.7 | 9.89 | 643.62 | 99214.82 | 6.59 | 479.8 | 49669.93 | 3.3 | 349.64 | 313079.54 | 313232.8 | 15 | 753.07 | 234891.82 | 11.25 | 707.53 | 156615.9 | 7.5 | 527.84 | 78278.51 | 3.75 | 358.7 | 9383.98 | 9420.78 | 9.64 | 739.14 | 7043.73 | 7.21 | 677.74 | 4706.64 | 4.82 | 546.4 | 2351.94 | 2.41 | 368.82 | 5045233.27 | 5051087.22 | 14.264 | 826.06 | 4411148.729 | 12.457 | 760.358 | 3771296.421 | 10.65 | 693.296 | 3156911.5111 | 8.915 | 635.407 | 2519155.1868 | 7.114 | 525.732 | 1893084.5696 | 5.346 | 449.72 | 1259223.481 | 3.556 | 382.176 | 631382.3022 | 1.783 | 325.68 | 2613.1 | 2602.74 | 7.69 | 213.46 | 1297.73 | 3.83 | 210.81 | 14693.4 | 14661.48 | 107.34 | 213.22 | 7357.07 | 53.86 | 209.82 | 124.76 | 10.83 | 732.02 | 124.83 | 10.84 | 742.81 | 3554927.03 | 24 | 838.83 | 45870420.44 | 309.74 | 829.42 | 206.3 | 14 | 95.9 | 74.1 | 25.4 | #N/A | Select | Select | Select | Select | Select | Select | Select |  | Select | Select | Select | Select | Select | Select | Select | Select | Select | 0 | 2020 |  | #REF! | #REF! | #REF! | #REF! |  | 2 | [5 empty] | BCX#
TGG | BCX# | 2.0.1 | 2020 | TGG279 | Low-End | Select | Select | Select | Select | Select | Select | Select | Select | Select | Select | Select | Yes | Select | Select | Select | Select | Rack | Select | Select | 1 | Intel(R) Xeon(R) Bronze 3106 CPU @ 1.70GHz | 2 | 2 | 1696 | 8 | 1 | 95700 | 12 | 12 x 8GB 1Rx8 PC4-2666V ; slots 1, 3, 5, 8, | 4 |  |  | 2 | Redundant | 750 | Microsoft Corporation Microsoft WindowsServer 2016 Datacenter | 10.0.14393 | Oracle Corporation | 1.7.0_80-b15 | Intel_Win_HS18_5 | 9.465 | 8.7 | 11.129 | 5.23 | 5.77 | 4.939 | 8.767 | 22.045 | 40.327 | 29.52 | 62.844 | 13.4 | 19469.71 | 19456.488 | 2.81 | 182.9 | 14626.181 | 2.112 | 174.001 | 9752.328 | 1.408 | 164.309 | 4856.349 | 0.701 | 139.706 | 152710.46 | 152803.598 | 2.59 | 186.453 | 114542.951 | 1.941 | 176.873 | 76414.809 | 1.295 | 166.702 | 38150.341 | 0.647 | 133.648 | 50403.88 | 49967.458 | 3.133 | 173.815 | 37789.895 | 2.37 | 166.722 | 25190.765 | 1.58 | 159.747 | 12599.563 | 0.79 | 130.496 | 21299.8 | 21306.7 | 1.42 | 161.66 | 15957.86 | 1.06 | 157.26 | 10678.77 | 0.71 | 152.43 | 5331.41 | 0.35 | 129.92 | 33333.3 | 33328.64 | 1.6 | 167.37 | 24967.43 | 1.2 | 161.76 | 16682.6 | 0.8 | 155.69 | 8356.47 | 0.4 | 130.45 | 1374.82 | 1370.29 | 1.4 | 168.97 | 1016.89 | 1.04 | 162.1 | 685.25 | 0.7 | 154.74 | 345.35 | 0.35 | 143.57 | 1067141.06 | 1067338.55 | 3.014 | 184.15 | 933817.048 | 2.637 | 178.557 | 798169.2144 | 2.254 | 173.484 | 662544.1881 | 1.871 | 167.838 | 533647.2964 | 1.507 | 162.029 | 400146.9442 | 1.13 | 154.524 | 268417.1537 | 0.758 | 146.606 | 134562.6892 | 0.38 | 134.162 | 1180.34 | 1179.44 | 3.49 | 119.4 | 589.89 | 1.74 | 104.67 | 829.53 | 830.77 | 6.08 | 109.91 | 418.35 | 3.06 | 104.23 | 70.31 | 6.1 | 207.2 | 70.83 | 6.15 | 207.82 | 478198.06 | 3.23 | 178.81 | 1666776.05 | 11.26 | 179.09 | 92.8 | 7.4 | 29.8 | 43.1 | 13.4 | #N/A | Select | Select | Select | Select | Select | Select | Select |  | Select | Select | Select | Select | Select | Select | Select | Select | Select | 0 | 2020 |  | #REF! | #REF! | #REF! | #REF! |  | 2 | [5 empty] | BCX#
TGG | BCX# | 2.0.1 | 2020 | TGG280 | Typical | Select | Select | Select | Select | Select | Select | Select | Select | Select | Select | Select | Yes | Select | Select | Select | Select | Rack | Select | Select | 1 | Intel(R) Xeon(R) Gold 6240 CPU @ 2.60GHz | 2 | 2 | 2594 | 18 | 2 | 383600 | 12 | 12 x 32GB 2Rx4 PC4-2666V ; slots 1, 3, 5, 8, | 4 |  |  | 2 | Redundant | 750 | Microsoft Corporation Microsoft WindowsServer 2016 Datacenter | 10.0.14393 | Oracle Corporation | 1.7.0_80-b15 | Intel_Win_HS18_5 | 16.018 | 15.42 | 24.023 | 12.658 | 13.91 | 8.877 | 13.153 | 39.103 | 541.447 | 23.387 | 224.413 | 26.1 | 82475.48 | 82088.548 | 11.855 | 508.448 | 61696.021 | 8.91 | 504.916 | 41113.99 | 5.938 | 387.952 | 20516.728 | 2.963 | 283.393 | 640779.35 | 640791.11 | 10.859 | 523.79 | 480581.146 | 8.144 | 503.755 | 320433.109 | 5.43 | 366.398 | 160306.026 | 2.717 | 238.726 | 253674.75 | 254661.422 | 15.97 | 469.758 | 190115.36 | 11.922 | 458.713 | 126976.677 | 7.963 | 387.549 | 63458.477 | 3.979 | 216.917 | 126674.69 | 126693.91 | 8.42 | 472.93 | 94927 | 6.31 | 423.1 | 63284.29 | 4.2 | 347.23 | 31698.79 | 2.11 | 263.16 | 200549.7 | 200937.51 | 9.62 | 479.68 | 150517.4 | 7.21 | 460.11 | 100291 | 4.8 | 362.51 | 50118.77 | 2.4 | 266.63 | 6044.27 | 6049 | 6.19 | 480.77 | 4547.27 | 4.66 | 460.67 | 3033.78 | 3.11 | 358.05 | 1504.25 | 1.54 | 280.01 | 3803472.27 | 3802731.43 | 10.739 | 520.03 | 3329229.836 | 9.402 | 516.23 | 2855916.0221 | 8.065 | 482.42 | 2372552.678 | 6.7 | 426.723 | 1902291.4905 | 5.372 | 375.481 | 1430259.7413 | 4.039 | 331.673 | 951853.9699 | 2.688 | 290.249 | 478405.7713 | 1.351 | 240.226 | 2684.48 | 2711.87 | 8.01 | 144.53 | 1333.87 | 3.94 | 142.89 | 15033.54 | 15049.16 | 110.18 | 145.11 | 7520.68 | 55.06 | 142.6 | 131.39 | 11.41 | 483.68 | 132 | 11.46 | 493.99 | 2360745.69 | 15.94 | 501.37 | 16307309.26 | 110.11 | 490.67 | 141.3 | 14.3 | 145.5 | 72.4 | 26.1 | #N/A | Select | Select | Select | Select | Select | Select | Select |  | Select | Select | Select | Select | Select | Select | Select | Select | Select | 0 | 2020 |  | #REF! | #REF! | #REF! | #REF! |  | 2 | [5 empty] | BCX#
TGG | BCYA | 2.0.2 | 2019 | TGG281 | Typical | Select | Select | Select | Select | Select | Select | Select | Select | Select | Select | Select | Yes | Select | Select | Select | Select | Rack | Select | Select | 1 | Intel(R) Xeon(R) Platinum 8256 CPU @ 3.80GHz | 2 | 2 | 3801 | 4 | 2 | 754400 | 24 | 24 x 32GB 2Rx4 PC4-2666V-RB2-12-MA0; slots | 14 |  |  | 2 | Standard | 1300 | Red Hat Enterprise Linux Server | 7.2 | OpenJDK | 1.8.0_65-b17 | Intel_Lin_HS18_2 | 4.81 | 8.034 | 6.533 | 3.388 | 3.926 | 6.018 | 4.274 | 719.589 | 5996.472 | 18.279 | 115.049 | 13.3 | 23201.87 | 23142.965 | 3.342 | 433.6 | 17372.445 | 2.509 | 395.755 | 11582.568 | 1.673 | 371.957 | 5797.825 | 0.837 | 343.672 | 344631.61 | 344621.695 | 5.84 | 467.697 | 258532.843 | 4.381 | 414.119 | 172513.159 | 2.924 | 384.162 | 86169.303 | 1.46 | 352.43 | 74400.09 | 75417.235 | 4.729 | 439.19 | 55776.702 | 3.498 | 410.732 | 37173.234 | 2.331 | 393.277 | 18633.741 | 1.169 | 348.701 | 33573.04 | 33592.68 | 2.23 | 403.32 | 25166.19 | 1.67 | 369.39 | 16828.53 | 1.12 | 353.86 | 8407.71 | 0.56 | 335.2 | 54928.5 | 54983.89 | 2.63 | 396.22 | 41189.48 | 1.97 | 381.71 | 27417.39 | 1.31 | 365.7 | 13743.68 | 0.66 | 341.08 | 3879.82 | 3883.06 | 3.98 | 394.39 | 2902.42 | 2.97 | 374.84 | 1939 | 1.99 | 357.84 | 971.98 | 1 | 336.25 | 1210630.86 | 1213262.66 | 3.426 | 423.95 | 1059826.088 | 2.993 | 411 | 905465.2534 | 2.557 | 397.271 | 759570.9693 | 2.145 | 384.791 | 603053.315 | 1.703 | 370.622 | 455388.4692 | 1.286 | 357.588 | 303474.2754 | 0.857 | 344.445 | 150497.7445 | 0.425 | 331.346 | 135779.13 | 136086.98 | 402.08 | 416.76 | 67861.63 | 200.5 | 373.57 | 457820.1 | 459934.42 | 3367.26 | 410.15 | 228886.4 | 1675.72 | 382.6 | 96.84 | 8.41 | 466.73 | 96.5 | 8.38 | 451.53 | 805627.28 | 5.44 | 440.7 | 7889889.35 | 53.28 | 463.07 | 316.5 | 5.1 | 2077.3 | 45.9 | 13.3 | #N/A | Select | Select | Select | Select | Select | Select | Select |  | 0 | 0 | 0 | 0 | Select | 0 | 0 | Select |  | 0 | 2019 |  | #REF! | #REF! | #REF! | #REF! |  | 2 | [5 empty] | BCYA
TGG | BCYB | 2.0.1 | 2018 | TGG282 | Low-End | Select | Select | Select | Select | Select | Select | Select | Select | Select | Select | Select | Yes | Select | Select | Select | Select | Rack | Select | Select | 1 | Intel(R) Xeon(R) Silver 4109T CPU @ 2.00GHz | 1 | 1 | 2001 | 8 | 2 | 31700 | 1 | 1 x Micron 32GB 2Rx4 PC4-2400T-RBB-11 | 1 |  |  | 2 | Redundant | 500 | Microsoft Corporation Microsoft WindowsServer 2012 R2 Datacenter | 6.3.9600 | Oracle Corporation | 1.8.0_181-b13 | Intel_Win_HS18_5 | 9.95 | 8.939 | 14.456 | 7.809 | 8.564 | 13.393 | 7.666 | 7.924 | 15.017 | 8.265 | 46.412 | 12.1 | 12579.51 | 12613.058 | 1.822 | 123.632 | 9437.411 | 1.363 | 102.944 | 6293.008 | 0.909 | 94.444 | 3156.276 | 0.456 | 87.277 | 89700.33 | 89619.027 | 1.519 | 117.284 | 67308.435 | 1.141 | 93.646 | 44857.986 | 0.76 | 88.811 | 22456.477 | 0.381 | 80.488 | 42684.4 | 42871.835 | 2.688 | 125.04 | 32013.52 | 2.008 | 105.328 | 21346.577 | 1.339 | 95.792 | 10657.66 | 0.668 | 87.65 | 20089.89 | 20121.35 | 1.34 | 111.27 | 15073.31 | 1 | 96.25 | 10059.66 | 0.67 | 89 | 5043.74 | 0.34 | 84.47 | 31475.97 | 31441.08 | 1.51 | 115.18 | 23573.79 | 1.13 | 100.04 | 15747.02 | 0.75 | 91.03 | 7885.18 | 0.38 | 85.71 | 2298.29 | 2296.61 | 2.35 | 115 | 1712.16 | 1.75 | 100.22 | 1144.6 | 1.17 | 90.67 | 579.35 | 0.59 | 85.18 | 552305.41 | 553790.45 | 1.564 | 121.18 | 484628.702 | 1.369 | 107.994 | 417852.5612 | 1.18 | 99.675 | 342426.6328 | 0.967 | 95.243 | 278332.2992 | 0.786 | 92.207 | 209280.3929 | 0.591 | 88.939 | 137041.4756 | 0.387 | 85.639 | 68697.794 | 0.194 | 81.604 | 280.19 | 276.38 | 0.82 | 75 | 142.5 | 0.42 | 73.01 | 211.16 | 211.96 | 1.55 | 73.42 | 105.74 | 0.77 | 72.57 | 10.42 | 0.9 | 110.22 | 10.66 | 0.93 | 111.17 | 508129.36 | 3.43 | 131.29 | 871460 | 5.88 | 126.79 | 71.5 | 9.8 | 10.9 | 19.6 | 12.1 | #N/A | Select | Select | Select | Select | Select | Select | Select |  | 0 | 0 | 0 | 0 | Select | 0 | 0 | Select |  | 0 | 2018 |  | #REF! | #REF! | #REF! | #REF! |  | 1 | [5 empty] | BCYB
TGG | BCYB | 2.0.1 | 2018 | TGG283 | Typical | Select | Select | Select | Select | Select | Select | Select | Select | Select | Select | Select | Yes | Select | Select | Select | Select | Rack | Select | Select | 1 | Intel(R) Xeon(R) Gold 6130 CPU @ 2.10GHz | 1 | 1 | 2101 | 16 | 2 | 63700 | 2 | 2 x Micron 32GB 2Rx4 PC4-2400T-RBB-11 | 2 |  |  | 2 | Redundant | 500 | Microsoft Corporation Microsoft WindowsServer 2012 R2 Datacenter | 6.3.9600 | Oracle Corporation | 1.8.0_181-b13 | Intel_Win_HS18_5 | 11.485 | 9.9 | 18.375 | 9.71 | 10.422 | 16.66 | 8.623 | 10.446 | 18.223 | 8.196 | 83.125 | 15 | 26913.42 | 26899.204 | 3.885 | 266.8 | 20221.082 | 2.92 | 185.874 | 13444.76 | 1.942 | 165.994 | 6708.909 | 0.969 | 149.021 | 178476.06 | 178358.286 | 3.023 | 247.387 | 133706.706 | 2.266 | 162.971 | 89243.48 | 1.512 | 150.904 | 44617.032 | 0.756 | 134.005 | 102139.33 | 102733.258 | 6.442 | 257.939 | 76680.899 | 4.809 | 205.597 | 51102.45 | 3.205 | 173.24 | 25538.588 | 1.602 | 151.819 | 49163.91 | 49206.62 | 3.27 | 237.65 | 36808.58 | 2.45 | 219 | 24632.19 | 1.64 | 159.23 | 12301.17 | 0.82 | 144.96 | 76468.46 | 76484.73 | 3.66 | 251.34 | 57401.86 | 2.75 | 233.68 | 38233.26 | 1.83 | 164.6 | 19130.06 | 0.92 | 147.92 | 5608.43 | 5608.77 | 5.74 | 250.68 | 4212.38 | 4.31 | 222.75 | 2802.94 | 2.87 | 162.84 | 1411.42 | 1.45 | 146.52 | 1116727.2 | 1117946.73 | 3.157 | 253.39 | 976007.172 | 2.756 | 204.929 | 836059.2347 | 2.361 | 176.067 | 694414.2987 | 1.961 | 166.826 | 557726.9355 | 1.575 | 159.554 | 418206.6735 | 1.181 | 152.593 | 277978.1869 | 0.785 | 145.615 | 137041.4756 | 0.387 | 137.758 | 614.19 | 620.24 | 1.83 | 126.5 | 306.56 | 0.91 | 120.24 | 427.47 | 429.67 | 3.15 | 122.83 | 212.6 | 1.56 | 120.03 | 21.32 | 1.85 | 226.85 | 21.61 | 1.88 | 227.76 | 1170185.66 | 7.9 | 273.45 | 3153917.26 | 21.3 | 256.2 | 116.3 | 11.7 | 13.8 | 26.1 | 15 | #N/A | Select | Select | Select | Select | Select | Select | Select |  | 0 | 0 | 0 | 0 | Select | 0 | 0 | Select |  | 0 | 2018 |  | #REF! | #REF! | #REF! | #REF! |  | 1 | [5 empty] | BCYB
TGG | BCYB | 2.0.1 | 2018 | TGG284 | High-End | Select | Select | Select | Select | Select | Select | Select | Select | Select | Select | Select | Yes | Select | Select | Select | Select | Rack | Select | Select | 1 | Intel(R) Xeon(R) Gold 6137 CPU @ 3.90GHz | 1 | 1 | 3901 | 8 | 2 | 190700 | 6 | 6 x Micron 32GB 2Rx4 PC4-2400T-RBB-11 | 4 |  |  | 2 | Redundant | 500 | Microsoft Corporation Microsoft WindowsServer 2012 R2 Datacenter | 6.3.9600 | Oracle Corporation | 1.8.0_181-b13 | Intel_Win_HS18_5 | 8.458 | 13.402 | 10.915 | 6.05 | 6.469 | 10.097 | 7.421 | 17.815 | 29.924 | 15.368 | 70.808 | 13.6 | 26228.5 | 26241.398 | 3.79 | 400.263 | 19645.556 | 2.837 | 261.45 | 13162.25 | 1.901 | 204.983 | 6574.486 | 0.949 | 176.773 | 368360.01 | 368509.57 | 6.245 | 406.469 | 276191.238 | 4.681 | 278.172 | 184273.515 | 3.123 | 211.397 | 92086.561 | 1.561 | 184.757 | 78155.94 | 77203.437 | 4.841 | 367.822 | 58689.371 | 3.68 | 301.369 | 39018.92 | 2.447 | 197.503 | 19509.304 | 1.223 | 171.638 | 36050.81 | 36068.03 | 2.4 | 323.86 | 27049.41 | 1.8 | 230.4 | 18006.06 | 1.2 | 185.72 | 9033.85 | 0.6 | 166.33 | 56136.78 | 56117.1 | 2.69 | 352.06 | 42172.95 | 2.02 | 246.89 | 28058.78 | 1.34 | 190.79 | 13975.97 | 0.67 | 167.94 | 4107.24 | 4105.41 | 4.2 | 356.31 | 3082.87 | 3.16 | 247.87 | 2049.76 | 2.1 | 190.66 | 1027.78 | 1.05 | 167.33 | 1308954.5 | 1310713.18 | 3.701 | 387.72 | 1146963.68 | 3.239 | 331.056 | 983015.8558 | 2.776 | 269.56 | 816583.056 | 2.306 | 228.302 | 651566.7056 | 1.84 | 206.073 | 496819.613 | 1.403 | 191.539 | 328616.2515 | 0.928 | 177.292 | 161829.3394 | 0.457 | 165.537 | 1291.49 | 1301.43 | 3.85 | 157.7 | 644.84 | 1.91 | 146.36 | 866.81 | 867.59 | 6.35 | 152.64 | 432.56 | 3.17 | 147.16 | 58.79 | 5.1 | 329.26 | 58.64 | 5.09 | 334.04 | 929353.98 | 6.28 | 442.56 | 4554216.42 | 30.75 | 434.3 | 141.5 | 8.7 | 23.1 | 33 | 13.6 | #N/A | Select | Select | Select | Select | Select | Select | Select |  | 0 | 0 | 0 | 0 | Select | 0 | 0 | Select |  | 0 | 2018 |  | #REF! | #REF! | #REF! | #REF! |  | 1 | [5 empty] | BCYB
TGG | BCYC | 2.0.1 | 2019 | TGG285 | Low-End | Select | Select | Select | Select | Select | Select | Select | Select | Select | Select | Select | Yes | Select | Select | Select | Select | Rack | Select | Select | 1 | Intel(R) Xeon(R) Silver 4110 CPU @ 2.10GHz | 2 | 2 | 2101 | 8 | 2 | 63700 | 2 | 2 x Samsung 32GB 2Rx4 PC4-2666V-RB2-12-MA0 | 2 |  |  | 2 | Redundant | 1000 | Microsoft Corporation Microsoft WindowsServer 2016 Standard | 10.0.14393 | Oracle Corporation | 1.8.0_201-b09 | Intel_Win_HS18_5 | 9.977 | 9.453 | 16.039 | 8.511 | 9.272 | 14.337 | 7.331 | 81.77 | 985.207 | 9.322 | 78.662 | 16.3 | 24347.36 | 24363.928 | 3.519 | 229.181 | 18235.569 | 2.634 | 211.979 | 12166.275 | 1.757 | 190.528 | 6063.023 | 0.876 | 155.463 | 181308.45 | 181326.8 | 3.073 | 216.883 | 135999.005 | 2.305 | 200.521 | 90601.488 | 1.535 | 169.435 | 45302.855 | 0.768 | 141.902 | 91187.66 | 91064.038 | 5.711 | 234.711 | 68380.745 | 4.288 | 216.281 | 45572.753 | 2.858 | 193.081 | 22788.313 | 1.429 | 154.174 | 41998.99 | 42032.97 | 2.79 | 206.07 | 31496.26 | 2.09 | 196.46 | 21000.83 | 1.4 | 180.04 | 10505.85 | 0.7 | 148.63 | 65548.96 | 65483.28 | 3.14 | 215.13 | 49164.89 | 2.35 | 204.67 | 32795.95 | 1.57 | 185.9 | 16381 | 0.78 | 150.24 | 4801.56 | 4802.58 | 4.92 | 214.67 | 3607.01 | 3.69 | 202.13 | 2407.35 | 2.46 | 185.15 | 1206.11 | 1.24 | 162.72 | 1019521.72 | 1020103.9 | 2.881 | 223.5 | 894249.338 | 2.525 | 209.466 | 760279.194 | 2.147 | 199.483 | 640943.3354 | 1.81 | 191.781 | 506026.5339 | 1.429 | 183.043 | 382087.2149 | 1.079 | 174.458 | 256377.3342 | 0.724 | 163.834 | 129959.2288 | 0.367 | 148.194 | 5821.29 | 5931.77 | 17.53 | 155.59 | 2922.11 | 8.63 | 145.45 | 29797.89 | 29895.8 | 218.87 | 160.22 | 14900.81 | 109.09 | 153.54 | 21.53 | 1.87 | 201.6 | 21.82 | 1.89 | 202.02 | 1017097.34 | 6.87 | 244.17 | 2846085.84 | 19.22 | 244.31 | 110.6 | 10.3 | 283.8 | 27.1 | 16.3 | #N/A | Select | Select | Select | Select | Select | Select | Select |  | 0 | 0 | 0 | 0 | Select | 0 | 0 | Select |  |  | 2019 |  | #REF! | #REF! | #REF! | #REF! |  | 2 | [5 empty] | BCYC
TGG | BCYC | 2.0.1 | 2019 | TGG286 | Typical | Select | Select | Select | Select | Select | Select | Select | Select | Select | Select | Select | Yes | Select | Select | Select | Select | Rack | Select | Select | 1 | Intel(R) Xeon(R) Gold 5118 CPU @ 2.30GHz | 2 | 2 | 2301 | 12 | 2 | 382700 | 12 | 12 x Samsung 32GB 2Rx4 PC4-2666V-RB2-12-MA0 | 10 |  |  | 2 | Redundant | 1000 | Microsoft Corporation Microsoft WindowsServer 2016 Standard | 10.0.14393 | Oracle Corporation | 1.8.0_201-b09 | Intel_Win_HS18_5 | 12.602 | 20.187 | 17.38 | 9.5 | 10.206 | 15.74 | 9.527 | 84.159 | 1384.969 | 24.386 | 213.538 | 25.7 | 49235.16 | 49292.48 | 7.119 | 383.458 | 36969.906 | 5.339 | 347.798 | 24617.119 | 3.555 | 304.687 | 12319.315 | 1.779 | 234.556 | 696749.97 | 696038.14 | 11.796 | 407.618 | 522504.412 | 8.855 | 370.499 | 348688.501 | 5.909 | 317.29 | 174000.015 | 2.949 | 228.718 | 149548.46 | 148910.983 | 9.338 | 367.524 | 112182.098 | 7.035 | 335.027 | 74830.054 | 4.693 | 293.784 | 37423.902 | 2.347 | 219.195 | 70985.59 | 71004.42 | 4.72 | 321.66 | 53234.27 | 3.54 | 301.02 | 35512.87 | 2.36 | 272.35 | 17713.02 | 1.18 | 215.4 | 110156.55 | 110226.72 | 5.28 | 338.83 | 82533 | 3.95 | 318.71 | 55097.42 | 2.64 | 283.8 | 27536.65 | 1.32 | 218.06 | 8124.62 | 8128.24 | 8.32 | 338.31 | 6100.21 | 6.25 | 313.51 | 4066.91 | 4.16 | 282.88 | 2035.61 | 2.08 | 244.78 | 2161735.88 | 2158082.3 | 6.094 | 378.02 | 1893569.28 | 5.347 | 355.129 | 1622896.8542 | 4.583 | 334.606 | 1353063.2511 | 3.821 | 315.743 | 1084646.0974 | 3.063 | 297.568 | 814104.2697 | 2.299 | 278.105 | 540021.3185 | 1.525 | 256.831 | 271958.2771 | 0.768 | 229.967 | 9055.86 | 9166.26 | 27.08 | 233.26 | 4519.19 | 13.35 | 218.87 | 66647.05 | 66153.06 | 484.32 | 254.51 | 33303.41 | 243.82 | 241.89 | 108.93 | 9.46 | 378.35 | 103.6 | 8.99 | 377.92 | 1769641.18 | 11.95 | 395.08 | 11878478.71 | 80.21 | 375.62 | 144.9 | 13 | 341.4 | 72.2 | 25.7 | #N/A | Select | Select | Select | Select | Select | Select | Select |  | 0 | 0 | 0 | 0 | Select | 0 | 0 | Select |  |  | 2019 |  | #REF! | #REF! | #REF! | #REF! |  | 2 | [5 empty] | BCYC
TGG | BCYC | 2.0.1 | 2019 | TGG287 | High-End | Select | Select | Select | Select | Select | Select | Select | Select | Select | Select | Select | Yes | Select | Select | Select | Select | Rack | Select | Select | 1 | Intel(R) Xeon(R) Gold 6136 CPU @ 3.00GHz | 2 | 2 | 3001 | 12 | 2 | 766700 | 24 | 24 x Samsung 32GB 2Rx4 PC4-2666V-RB2-12-MA0 | 16 |  |  | 2 | Redundant | 1000 | Microsoft Corporation Microsoft WindowsServer 2016 Standard | 10.0.14393 | Oracle Corporation | 1.8.0_201-b09 | Intel_Win_HS18_5 | 9.322 | 14.809 | 13.173 | 7.426 | 7.891 | 12.286 | 7.293 | 53.043 | 904.348 | 19.191 | 225.079 | 20.4 | 59820.76 | 59982.755 | 8.663 | 620.616 | 44989.242 | 6.497 | 578.887 | 30015.778 | 4.335 | 498.058 | 14971.125 | 2.162 | 390.418 | 838518.33 | 838673.415 | 14.213 | 643.835 | 628848.281 | 10.657 | 607.561 | 419426.324 | 7.108 | 516.258 | 209608.192 | 3.552 | 393.709 | 194400.52 | 194315.586 | 12.185 | 597.165 | 145860.176 | 9.147 | 573.265 | 97183.993 | 6.094 | 518.045 | 48589.021 | 3.047 | 387.583 | 94796.08 | 94817.05 | 6.3 | 556.54 | 71144.62 | 4.73 | 517.16 | 47411.43 | 3.15 | 456.04 | 23640.34 | 1.57 | 368.54 | 145935.6 | 146043.28 | 6.99 | 586.44 | 109472.22 | 5.24 | 547.76 | 73016.98 | 3.5 | 478.86 | 36464.9 | 1.75 | 374.99 | 10775.39 | 10778.84 | 11.03 | 587.31 | 8054.95 | 8.25 | 538.05 | 5385.38 | 5.51 | 474.09 | 2679.63 | 2.74 | 403.15 | 2699010.95 | 2694650.85 | 7.61 | 592.56 | 2365559.622 | 6.68 | 584.307 | 2024106.1354 | 5.716 | 555.279 | 1681679.5027 | 4.749 | 520.505 | 1348459.7907 | 3.808 | 485.829 | 1010990.7307 | 2.855 | 450.545 | 669626.4349 | 1.891 | 414.392 | 338885.5094 | 0.957 | 373.757 | 9203.99 | 9269.1 | 27.39 | 371.6 | 4584.53 | 13.55 | 354.81 | 69764.33 | 69428.59 | 508.3 | 408.28 | 34893.38 | 255.46 | 388.88 | 134.58 | 11.68 | 603.01 | 132.03 | 11.46 | 602.89 | 2192490.44 | 14.81 | 622.55 | 19876985.97 | 134.22 | 596.31 | 269.5 | 9.9 | 219 | 65.7 | 20.4 | #N/A | Select | Select | Select | Select | Select | Select | Select |  | 0 | 0 | 0 | 0 | Select | 0 | 0 | Select |  |  | 2019 |  | #REF! | #REF! | #REF! | #REF! |  | 2 | [5 empty] | BCYC
TGG | BCTM | 2.0.3 | 2021 | TGG288 | High-End | Yes | Yes | Yes | Yes | Yes | Yes | Yes | Yes | Yes | Yes | Yes | Yes | No | No | No | No | Rack | 2 U | Managed | 1 | Intel(R) Xeon(R) Platinum 8368Q CPU @ 2.60GHz | 2 | 2 | 2594 | 38 | 2 | 523742 | 16 | DDR4, 32GB | 2 | Fixed hard disk media | SAS | 2 | Redundant | 1400 | Microsoft Windows Server 2019 Standard | 10.0.17763 | Oracle Corporation | 1.8.0_231-b11 | Intel_Win_HS18_5 | 24.3314 | 27.3853 | 35.8853 | 24.3196 | 21.8806 | 36.8394 | 24.3014 | 19.4673 | 21.0245 | 29.73 | 436.524 | 41.3 | 186323.303 | 186272.4575 | 26.9009 | 825.5722 | 139657.4496 | 20.1689 | 724.6139 | 93209.2458 | 13.461 | 590.6333 | 46550.2523 | 6.7226 | 396.4781 | 1669890.9096 | 1669852.2124 | 28.2987 | 835.3528 | 1252400.0542 | 21.2242 | 667.85 | 835125.4536 | 14.1527 | 553.2972 | 417318.4147 | 7.0722 | 346.2731 | 614242.8474 | 619473.2893 | 38.847 | 782.1 | 460605.167 | 28.8844 | 760.2806 | 307260.1588 | 19.2682 | 558.1 | 153529.6276 | 9.6278 | 378.2453 | 326411.5923 | 326496.8366 | 21.6847 | 739.3139 | 244678.0254 | 16.2506 | 673.4861 | 163286.1186 | 10.8449 | 402.2778 | 81622.6164 | 5.4211 | 295.6836 | 434658.3517 | 422443.273 | 20.2251 | 743.5972 | 325949.7853 | 15.6053 | 733.5778 | 217114.9102 | 10.3947 | 437.6806 | 108591.3624 | 5.199 | 311.6844 | 32567.0963 | 32629.3442 | 33.4026 | 739.2778 | 24468.25 | 25.0481 | 692.975 | 16277.1545 | 16.6629 | 406.2222 | 8139.8503 | 8.3328 | 303.0789 | 8851701.2187 | 8860914.2922 | 25.0229 | 779.8024 | 7747732.4749 | 21.8793 | 702.0397 | 6637171.1864 | 18.7431 | 638.2794 | 5530463.0649 | 15.6178 | 581.5063 | 4425660.6241 | 12.4979 | 448.6357 | 3320411.9417 | 9.3767 | 380.7079 | 2211006.3622 | 6.2438 | 321.7454 | 1107825.8103 | 3.1285 | 270.1109 | 1907.3485 | 1921.0646 | 5.6759 | 215.8142 | 961.4627 | 2.8407 | 197.1368 | 799.9812 | 773.2479 | 5.6611 | 196.8862 | 397.6953 | 2.9116 | 189.3939 | 253.9546 | 22.0447 | 748.5444 | 257.618 | 22.3627 | 745.1095 | 6127926.9199 | 41.3783 | 769.9917 | 49745237.0461 | 335.9004 | 769.4889 | 176.4642 | 27.3 | 20.2 | 113.9 | 41.3 | 230 | 0 | 2 | 0 | 0 | 0 | 0 | 1+1 |  | 0.9056 | 0.9345 | 0.9479 | 0.9288 | Single | 1 | 1400 | A2 |  |  | 2021 |  | #REF! | #REF! | #REF! | #REF! |  | 2 | [5 empty] | BCTM
TGG | BCTM | 2.0.3 | 2021 | TGG289 | Low-End | Yes | Yes | Yes | Yes | Yes | Yes | Yes | Yes | Yes | Yes | Yes | Yes | No | No | No | No | Rack | 2 U | Managed | 1 | Intel(R) Xeon(R) Gold 6346 CPU @ 3.10GHz | 2 | 2 | 3093 | 16 | 2 | 130526 | 16 | DDR4, 8GB | 2 | Fixed hard disk media | SAS | 2 | Redundant | 1400 | Microsoft Windows Server 2019 Standard | 10.0.17763 | Oracle Corporation | 1.8.0_231-b11 | Intel_Win_HS18_5 | 18.7376 | 22.0495 | 25.3544 | 15.5026 | 13.4148 | 21.9732 | 16.366 | 22.771 | 24.1782 | 22.9546 | 145.3099 | 26.5 | 93059.4267 | 92454.0195 | 13.3519 | 569.3065 | 69813.8975 | 10.0823 | 446.1935 | 46551.1169 | 6.7228 | 369.7423 | 23316.0029 | 3.3672 | 263.209 | 1005650.6822 | 1004684.2652 | 17.0262 | 577.6194 | 754329.9937 | 12.7835 | 524.3581 | 502869.3647 | 8.522 | 423.6684 | 251565.6036 | 4.2632 | 260.7097 | 300859.4071 | 299829.9863 | 18.8022 | 544.0484 | 225773.8842 | 14.1582 | 544.7129 | 150507.0168 | 9.4382 | 376.2139 | 75213.3281 | 4.7166 | 257.2097 | 149039.777 | 149058.1008 | 9.8999 | 545.9484 | 111933.0334 | 7.4342 | 369.2419 | 74511.3088 | 4.9488 | 320.1019 | 37213.6527 | 2.4716 | 241.5274 | 199259.6571 | 198810.167 | 9.5183 | 545.5226 | 149634.874 | 7.164 | 520.3677 | 99621.9409 | 4.7696 | 340.5639 | 49822.3215 | 2.3853 | 247.791 | 14995.3231 | 14983.6034 | 15.3387 | 542.6613 | 11237.2288 | 11.5035 | 521.9774 | 7499.1837 | 7.6769 | 319.2077 | 3745.55 | 3.8343 | 246.4126 | 4652999.2297 | 4648939.1225 | 13.1284 | 565.5438 | 4072506.4007 | 11.5006 | 561.2901 | 3488029.2246 | 9.8501 | 510.8826 | 2905973.844 | 8.2064 | 394.8768 | 2327157.1221 | 6.5718 | 351.1752 | 1744949.2091 | 4.9277 | 307.0627 | 1163817.9548 | 3.2866 | 264.888 | 581119.2522 | 1.6411 | 226.4252 | 1931.2173 | 1923.5339 | 5.6832 | 187.1069 | 964.4191 | 2.8494 | 166.9149 | 785.715 | 739.5001 | 5.414 | 166.1882 | 388.905 | 2.8472 | 158.6707 | 145.0381 | 12.5901 | 539.188 | 144.087 | 12.5076 | 554.2692 | 3078406.8618 | 20.7867 | 561.7742 | 12067000.1033 | 81.4814 | 560.7419 | 148.0687 | 18.6 | 23.5 | 57.8 | 26.4 | 230 | 0 | 2 | 0 | 0 | 0 | 0 | 1+1 |  | 0.9056 | 0.9345 | 0.9479 | 0.9288 | Single | 1 | 1400 | A2 |  |  | 2021 |  | #REF! | #REF! | #REF! | #REF! |  | 2 | [5 empty] | BCTM
TGG | BCTM | 2.0.3 | 2021 | TGG290 | Typical | Yes | Yes | Yes | Yes | Yes | Yes | Yes | Yes | Yes | Yes | Yes | Yes | No | No | No | No | Rack | 2 U | Managed | 1 | Intel(R) Xeon(R) Gold 6330 CPU @ 2.00GHz | 2 | 2 | 1995 | 28 | 2 | 130526 | 16 | DDR4, 8GB | 2 | Fixed hard disk media | SAS | 2 | Redundant | 1400 | Microsoft Windows Server 2019 Standard | 10.0.17763 | Oracle Corporation | 1.8.0_231-b11 | Intel_Win_HS18_5 | 24.6286 | 25.7276 | 36.4216 | 19.7916 | 18.5161 | 30.6899 | 22.4773 | 23.8783 | 25.0586 | 28.3409 | 202.4678 | 34.7 | 124985.1048 | 124838.3013 | 18.0288 | 572.2333 | 93703.7843 | 13.5324 | 514.1028 | 62508.5586 | 9.0273 | 359.4494 | 31194.3461 | 4.505 | 255.0175 | 1124105.7377 | 1124369.9849 | 19.0545 | 572.5639 | 843011.0176 | 14.2864 | 483.5139 | 561874.0472 | 9.522 | 411.3486 | 280862.6009 | 4.7597 | 247.2814 | 424983.7357 | 424772.9863 | 26.6374 | 542.4417 | 318895.9817 | 19.9979 | 544.5333 | 212506.9983 | 13.3262 | 360.0069 | 106260.4138 | 6.6636 | 252.7922 | 188787.4115 | 188871.8628 | 12.5442 | 500.1556 | 141577.7052 | 9.4031 | 475.3944 | 94369.0043 | 6.2676 | 280.1503 | 47136.3593 | 3.1306 | 226.4522 | 257063.8156 | 257008.0149 | 12.3046 | 531.0083 | 193038.781 | 9.242 | 495.7417 | 128543.0939 | 6.1542 | 297.7219 | 64204.5713 | 3.0739 | 233.5242 | 19246.5527 | 19247.8293 | 19.704 | 516.6028 | 14446.4337 | 14.7888 | 481.2611 | 9631.8052 | 9.8601 | 280.6275 | 4817.4012 | 4.9316 | 228.93 | 5848318.6125 | 5857721.2309 | 16.542 | 571.4262 | 5113649.6119 | 14.4408 | 549.9405 | 4376500.8896 | 12.3591 | 420.8952 | 3655543.7982 | 10.3231 | 340.9518 | 2926740.1367 | 8.265 | 308.6556 | 2197635.8116 | 6.206 | 277.2808 | 1460410.2724 | 4.1241 | 245.2884 | 726535.3 | 2.0517 | 214.4433 | 1928.6121 | 1927.0845 | 5.6937 | 178.5527 | 968.5679 | 2.8617 | 160.0447 | 764.029 | 758.462 | 5.5528 | 160.1502 | 377.4348 | 2.7633 | 152.5802 | 172.6011 | 14.9827 | 529.8152 | 173.2078 | 15.0354 | 529.3619 | 4265052.0945 | 28.7994 | 564.8306 | 16913927.9023 | 114.2098 | 564.0889 | 141.7864 | 24.8 | 24.5 | 75.8 | 34.7 | 230 | 0 | 2 | 0 | 0 | 0 | 0 | 1+1 |  | 0.9056 | 0.9345 | 0.9479 | 0.9288 | Single | 1 | 1400 | A2 |  |  | 2021 |  | #REF! | #REF! | #REF! | #REF! |  | 2 | [5 empty] | BCTM
TGG | BCTN | 2.0.1 | 2019 | TGG291 | High-End | Yes | Yes | Yes | Yes | Yes | Yes | Yes | Yes | Yes | Yes | Yes | Yes | No | No | No | No | Rack | 2 U | Managed | 1 | Intel(R) Xeon(R) Platinum 8280 CPU @ 2.70GHz | 4 | 4 | 2694 | 3 | 2 | 784877 | 12 | 8GB | 2 | Fixed hard disk media | SATA | 2 | Standard | 1100 | Microsoft Windows Server 2016 Standard | 10.0.14393 | Oracle Corporation | 1.8.0_121-b13 | Intel_Win_HS18_5 | 16.3883 | 16.0038 | 29.7515 | 17.6821 | 19.1325 | 28.4673 | 12.0717 | 3.5159 | 8.4226 | 13.1837 | 458.6431 | 27.3 | 154439.6176 | 154166.6553 | 22.2643 | 917.4226 | 115914.255 | 16.74 | 880.3516 | 77280.5248 | 11.1606 | 727.8065 | 38638.5292 | 5.5801 | 547.4065 | 1101570.7821 | 1099968.5002 | 18.641 | 896.1484 | 826371.1019 | 14.0044 | 794.7452 | 550585.5356 | 9.3307 | 618.1226 | 275299.572 | 4.6655 | 393.5194 | 758019.3587 | 756978.5547 | 47.4699 | 1152.9 | 568444.4119 | 35.6469 | 1024.4452 | 379190.8178 | 23.7789 | 867.7903 | 189440.9936 | 11.8798 | 595.2613 | 365427.0659 | 365339.7536 | 24.2645 | 896.2129 | 273977.659 | 18.1966 | 892.0484 | 182755.61 | 12.138 | 746.4161 | 91399.6193 | 6.0704 | 557.7097 | 553143.7119 | 554945.9408 | 26.5689 | 896.1161 | 414827.327 | 19.8605 | 896.1419 | 276545.9648 | 13.2401 | 771.5032 | 138170.1881 | 6.6151 | 556.7065 | 38873.3404 | 39096.7498 | 40.0233 | 896.2032 | 29177.5658 | 29.869 | 895.5548 | 19418.0699 | 19.8783 | 774.1226 | 9764.4487 | 9.9959 | 582.1581 | 6390208.4317 | 6400761.823 | 18.0755 | 896.0942 | 5585662.9861 | 15.7737 | 892.4421 | 4794633.5044 | 13.5399 | 841.0636 | 3981013.9458 | 11.2422 | 765.219 | 3193664.0953 | 9.0188 | 691.7248 | 2407407.5734 | 6.7984 | 621.9388 | 1597691.8701 | 4.5118 | 554.6488 | 796606.3786 | 2.2496 | 487.6488 | 475.6854 | 491.3666 | 1.4518 | 305.6156 | 238.0825 | 0.70343 | 270.3187 | 453.1775 | 448.8455 | 3.2861 | 284.1551 | 227.8619 | 1.6682 | 271.9492 | 136.7529 | 11.8709 | 896.3011 | 135.4599 | 11.7587 | 896.0132 | 7200989.367 | 48.6241 | 1056.4839 | 69136036.7462 | 466.8351 | 1017.8613 | 252.807 | 19 | 5.4 | 77.8 | 27.2 | 115 | 0 | 3 | 0 | 0 | 0 | 0 | n+0 |  | 0.9034 | 0.9394 | 0.9513 | 0.9368 | Single | 0.99 | 1100 | A2 |  | 291 | 2019 |  | #REF! | #REF! | #REF! | #REF! |  | 4 | [5 empty] | BCTN
TGG | BCTN | 2.0.1 | 2019 | TGG292 | Low-End | Yes | Yes | Yes | Yes | Yes | Yes | Yes | Yes | Yes | Yes | Yes | Yes | No | No | No | No | Rack | 2 U | Managed | 1 | Intel(R) Xeon(R) Gold 6128 CPU @ 3.40GHz | 4 | 4 | 3400 | 6 | 2 | 195053 | 24 | Hynix / HMA81GR7MFR8N-VK | 2 | Fixed hard disk media | SAS | 2 | Redundant | 750 | Microsoft Windows Server 2016 Standard | 10.0.14393 | Oracle Corporation | 1.8.0_121-b13 | Intel_Win_HS18_5 | 10.7443 | 16.3411 | 15.9726 | 8.479 | 9.4968 | 13.5194 | 8.7312 | 5.6141 | 9.531 | 26.309 | 126.9111 | 18.3 | 64516.395 | 64390.3195 | 9.299 | 633.6613 | 48322.3916 | 6.9786 | 565.4452 | 32270.3151 | 4.6604 | 473.6 | 16140.9037 | 2.331 | 311.7452 | 842048.8265 | 840641.1425 | 14.2462 | 647.8548 | 631709.3263 | 10.7055 | 597.4323 | 421017.4017 | 7.1349 | 489.1968 | 210534.8212 | 3.5679 | 287.5581 | 221236.3112 | 218910.8671 | 13.7278 | 616.5 | 165821.9984 | 10.3986 | 613.3323 | 110694.501 | 6.9416 | 494.8097 | 55246.2261 | 3.4645 | 281.9097 | 97190.2685 | 97227.0322 | 6.4575 | 543.1613 | 72901.1197 | 4.8418 | 496.3355 | 48523.898 | 3.2228 | 432.0548 | 24326.2297 | 1.6157 | 270.4161 | 158090.0526 | 158054.7786 | 7.5671 | 576.8806 | 118529.2333 | 5.6748 | 527.6581 | 79047.6926 | 3.7845 | 449.3968 | 39536.5433 | 1.8929 | 276.4581 | 11101.3925 | 11106.5075 | 11.3697 | 578.6677 | 8311.8181 | 8.5088 | 517.8806 | 5540.7797 | 5.6721 | 444.0129 | 2764.5635 | 2.8301 | 349.3645 | 3108403.6887 | 3102570.5692 | 8.7615 | 628.7868 | 2721545.0368 | 7.6855 | 594.0967 | 2330565.7828 | 6.5814 | 553.3198 | 1938012.6785 | 5.4729 | 510.9694 | 1553947.4913 | 4.3883 | 468.119 | 1163201.1371 | 3.2848 | 423.3149 | 776881.2799 | 2.1939 | 375.2174 | 390690.8684 | 1.1033 | 319.0711 | 380.6098 | 390.6132 | 1.1541 | 155.3428 | 187.1415 | 0.55292 | 130.3341 | 228.6878 | 231.8005 | 1.6971 | 130.2582 | 116.2778 | 0.85129 | 122.0941 | 184.8511 | 16.0461 | 605.6308 | 185.0988 | 16.0676 | 615.0429 | 2451026.6443 | 16.5503 | 633.4742 | 11899737.4974 | 80.3519 | 633.1355 | 112.8449 | 11.5 | 7.3 | 57.8 | 18.2 | 115 | 0 | 3 | 0 | 0 | 0 | 0 | 1+1 |  | 0.9282 | 0.9545 | 0.9625 | 0.951 | Single | 0.99 | 750 | A2 |  | 292 | 2019 |  | #REF! | #REF! | #REF! | #REF! |  | 4 | [5 empty] | BCTN
TGG | BCTN | 2.0.1 | 2019 | TGG293 | Typical | Yes | Yes | Yes | Yes | Yes | Yes | Yes | Yes | Yes | Yes | Yes | Yes | No | No | No | No | Rack | 2 U | Managed | 1 | Intel(R) Xeon(R) Gold 6230 CPU @ 2.10GHz | 4 | 4 | 2100 | 20 | 2 | 391661 | 24 | Hynix / HMA82GR7CJR8N-VK | 2 | Fixed hard disk media | SAS | 2 | Redundant | 1100 | Microsoft Windows Server 2016 Standard | 10.0.14393 | Oracle Corporation | 1.8.0_121-b13 | Intel_Win_HS18_5 | 20.9351 | 29.9585 | 28.5114 | 17.32 | 19.129 | 28.7838 | 16.5633 | 5.9602 | 15.3005 | 33.4531 | 347.3263 | 34.4 | 152477.9249 | 152036.0377 | 21.9566 | 706.1417 | 114490.0648 | 16.5343 | 687.9111 | 76301.0763 | 11.0192 | 565.5972 | 38194.6845 | 5.516 | 418.1056 | 1864498.6805 | 1864720.3244 | 31.6011 | 730.9306 | 1398648.3041 | 23.7026 | 717.3111 | 932705.671 | 15.8064 | 580.5639 | 466257.4218 | 7.9016 | 381.5333 | 453772.7539 | 453563.3523 | 28.4428 | 670.3222 | 340481.6881 | 21.3515 | 648.625 | 226983.2382 | 14.234 | 543 | 113503.276 | 7.1178 | 394.3833 | 244750.8335 | 244753.8874 | 16.2557 | 648.2694 | 183618.6054 | 12.1953 | 580.1222 | 122422.7029 | 8.1309 | 500.7528 | 61281.156 | 4.0701 | 387.1167 | 395435.5119 | 395519.7573 | 18.9361 | 674.2611 | 296627.1692 | 14.2015 | 630.1972 | 197740.713 | 9.4671 | 532.5056 | 98882.1309 | 4.7341 | 397.8222 | 27761.1298 | 27703.577 | 28.3601 | 673.25 | 20831.6818 | 21.3254 | 615.3472 | 13858.2734 | 14.1867 | 520.0444 | 6922.6948 | 7.0868 | 411.1556 | 6857045.704 | 6835771.8501 | 19.304 | 710.3627 | 6013815.8656 | 16.9828 | 699.6492 | 5135511.6183 | 14.5025 | 650.4159 | 4273535.9233 | 12.0683 | 596.877 | 3423978.8663 | 9.6692 | 548.4032 | 2577271.7073 | 7.2781 | 495.9659 | 1713259.7291 | 4.8382 | 433.4016 | 850329.5735 | 2.4013 | 364.0992 | 456.4361 | 459.1997 | 1.3567 | 178.7174 | 230.133 | 0.67994 | 145.3038 | 448.5267 | 451.609 | 3.3063 | 159.4638 | 225.7543 | 1.6528 | 146.3826 | 280.3758 | 24.3382 | 728.4278 | 279.1216 | 24.2293 | 723.3857 | 5274682.1918 | 35.6168 | 701.3806 | 36111880.4025 | 243.8423 | 702.0556 | 123.3588 | 22.4 | 9.5 | 107.8 | 34.4 | 115 | 0 | 3 | 0 | 0 | 0 | 0 | 1+1 |  | 0.9034 | 0.9394 | 0.9513 | 0.9368 | Single | 0.99 | 1100 | A2 |  | 293 | 2019 |  | #REF! | #REF! | #REF! | #REF! |  | 4 | [5 empty] | BCTN
TGG | BCTO | 2.0.1 | 2019 | TGG294 | High-End | Yes | Yes | Yes | Yes | Yes | Yes | Yes | Yes | Yes | Yes | Yes | Yes | No | No | No | No | Rack | 3 U | Managed | 1 | Intel(R) Xeon(R) Platinum 8280 CPU @ 2.70GHz | 4 | 4 | 2694 | 28 | 2 | 784873 | 24 | Hynix / HMA84GR7CJR4N / 8WKDY / RDIMM / DDR4 2933 | 2 | Fixed hard disk media | SATA | 2 | Redundant | 1100 | Microsoft Windows Server 2019 Standard | 10.0.17763 | Oracle Corporation | 1.8.0_171-b11 | Intel_Win_HS18_5 | 19.9331 | 25.4676 | 30.4544 | 17.7252 | 18.0373 | 28.561 | 15.3466 | 3.423 | 10.3673 | 21.9858 | 426.8279 | 31.7 | 240817.874 | 240606.7012 | 34.7477 | 1297.4774 | 180583.7246 | 26.0793 | 1232.8484 | 120426.1178 | 17.3916 | 914.8194 | 60199.2645 | 8.6938 | 593.0968 | 2321117.1525 | 2320048.912 | 39.3175 | 1333.2871 | 1741171.4411 | 29.5073 | 1090.8258 | 1161029.0504 | 19.6758 | 765.7419 | 580135.7451 | 9.8315 | 479.0161 | 765681.3071 | 776920.2188 | 48.7204 | 1188.7581 | 574429.7252 | 36.0223 | 1130.1581 | 383007.7297 | 24.0183 | 906.8355 | 191488.5269 | 12.0082 | 482.9935 | 403880.8028 | 403992.1216 | 26.8317 | 1181.8581 | 303045.281 | 20.1272 | 992.9452 | 201952.2158 | 13.4129 | 782.8677 | 101049.304 | 6.7113 | 536.0613 | 608259.1858 | 606689.5883 | 29.0462 | 1212.5065 | 456405.6125 | 21.8511 | 1125.8903 | 304264.072 | 14.5671 | 842.0548 | 152022.3723 | 7.2783 | 553.0419 | 44729.5433 | 44839.4663 | 45.9021 | 1212.4645 | 33498.0298 | 34.2919 | 1061.7935 | 22372.5327 | 22.9027 | 836.0581 | 11187.1039 | 11.4522 | 576.4516 | 9916745.7658 | 9916656.5274 | 28.0043 | 1308.0215 | 8681993.5428 | 24.5176 | 1216.0529 | 7436845.0297 | 21.0014 | 1080.3405 | 6193654.1803 | 17.4906 | 974.7008 | 4963130.2361 | 14.0157 | 852.276 | 3716041.3738 | 10.494 | 717.6248 | 2481604.2667 | 7.008 | 597.062 | 1236637.4167 | 3.4922 | 482.4033 | 371.9073 | 359.6397 | 1.0626 | 231.4385 | 187.908 | 0.55519 | 217.5405 | 457.3417 | 453.1778 | 3.3178 | 232.4449 | 229.3107 | 1.6788 | 222.9493 | 289.4356 | 25.1246 | 1145.0455 | 291.6126 | 25.3136 | 1149.069 | 8337899.8549 | 56.3009 | 1280.0645 | 81089937.4829 | 547.5528 | 1282.8419 | 205.0626 | 21.6 | 6 | 96.9 | 31.8 | 115 | 0 | 0 | 0 | 0 | 0 | 0 | n+0 |  | 0.9036 | 0.9343 | 0.9454 | 0.9198 | Single | 1 | 2400 | A2 |  | 294 | 2019 |  | #REF! | #REF! | #REF! | #REF! |  | 4 | [5 empty] | BCTO
TGG | BCTO | 2.0.1 | 2019 | TGG295 | Low-End | Yes | Yes | Yes | Yes | Yes | Yes | Yes | Yes | Yes | Yes | Yes | Yes | No | No | No | No | Rack | 3 U | Managed | 1 | Intel(R) Xeon(R) Gold 6128 CPU @ 3.40GHz | 4 | 4 | 3392 | 6 | 2 | 195049 | 24 | Hynix / HMA81GR7MFR8N-VK / 1VRGY / RDIMM / DDR4 2666 | 2 | Fixed hard disk media | SATA | 2 | Redundant | 1100 | Microsoft Windows Server 2019 Standard | 10.0.17763 | Oracle Corporation | 1.8.0_171-b11 | Intel_Win_HS18_5 | 9.8391 | 16.1456 | 14.3569 | 7.5862 | 8.1221 | 12.2345 | 7.8376 | 3.813 | 12.2789 | 25.2839 | 115.2502 | 16.7 | 64624.5864 | 64447.2145 | 9.3073 | 665.1806 | 48481.1458 | 7.0015 | 612.2389 | 32298.1206 | 4.6644 | 520.1778 | 16114.2087 | 2.3272 | 356.2861 | 912255.3337 | 910961.8091 | 15.4379 | 681.1722 | 684185.2452 | 11.5948 | 646.4028 | 456028.5289 | 7.7282 | 538.5139 | 228170.2889 | 3.8668 | 331.975 | 217595.8771 | 217044.4318 | 13.6108 | 648.4111 | 163262.9243 | 10.2382 | 648.975 | 108779.2526 | 6.8215 | 540.4778 | 54390.6706 | 3.4108 | 335.5417 | 97072.6454 | 97067.3647 | 6.4469 | 589.9722 | 72766.7885 | 4.8329 | 543.8083 | 48541.3981 | 3.2239 | 480.2306 | 24221.9862 | 1.6087 | 316.6639 | 150771.613 | 150738.2792 | 7.2168 | 627.0639 | 113101.0817 | 5.4149 | 579.0806 | 75427.4709 | 3.6112 | 499.8 | 37618.8676 | 1.8011 | 321.8056 | 11101.4594 | 11102.8974 | 11.366 | 628.4278 | 8348.1684 | 8.546 | 568.9139 | 5528.1371 | 5.6591 | 492.5278 | 2784.2791 | 2.8503 | 397.1222 | 3060309.2638 | 3062825.9334 | 8.6493 | 665.1262 | 2674843.3678 | 7.5537 | 641.5365 | 2298070.1787 | 6.4897 | 599.6302 | 1913836.8366 | 5.4046 | 558.9349 | 1523309.1842 | 4.3018 | 513.2817 | 1153213.2389 | 3.2566 | 468.9397 | 764739.6608 | 2.1596 | 419.4571 | 380160.2206 | 1.0736 | 362.046 | 334.6144 | 339.6626 | 1.0036 | 191.1329 | 168.5522 | 0.498 | 179.8436 | 449.5455 | 451.9138 | 3.3085 | 194.1136 | 222.8188 | 1.6313 | 184.4133 | 188.8384 | 16.3922 | 645.1269 | 188.223 | 16.3388 | 649.4182 | 2339686.1861 | 15.7985 | 663.2722 | 11308123.9603 | 76.3571 | 662.5333 | 173.2298 | 10.4 | 6.8 | 54 | 16.7 | 115 | 0 | 0 | 0 | 0 | 0 | 0 | n+0 |  | 0.9064 | 0.9388 | 0.9503 | 0.9347 | Single | 0.99 | 1100 | A2 |  | 295 | 2019 |  | #REF! | #REF! | #REF! | #REF! |  | 4 | [5 empty] | BCTO
TGG | BCTO | 2.0.1 | 2019 | TGG296 | Typical | Yes | Yes | Yes | Yes | Yes | Yes | Yes | Yes | Yes | Yes | Yes | Yes | No | No | No | No | Rack | 3 U | Managed | 1 | Intel(R) Xeon(R) Gold 6230 CPU @ 2.10GHz | 4 | 4 | 2095 | 20 | 2 | 391657 | 24 | Hynix / HMA8GR7CJR8N / TFYHP / RDIMM / DDR4 2933 | 2 | Fixed hard disk media | SATA | 2 | Redundant | 1100 | Microsoft Windows Server 2019 Standard | 10.0.17763 | Oracle Corporation | 1.8.0_171-b11 | Intel_Win_HS18_5 | 19.3912 | 29.9593 | 27.0672 | 15.8625 | 16.7056 | 26.3858 | 15.1813 | 3.9533 | 12.1253 | 32.1397 | 327.365 | 31.7 | 152561.7674 | 152363.403 | 22.0038 | 752.0333 | 114571.7477 | 16.5461 | 735.9944 | 76356.2773 | 11.0271 | 612.5444 | 38146.718 | 5.509 | 461.3833 | 1998123.1574 | 1995538.104 | 33.818 | 781.3333 | 1499031.3023 | 25.4038 | 766.5389 | 999100.4986 | 16.9316 | 624.8778 | 499617.9469 | 8.4669 | 408.4861 | 470247.5641 | 478207.0393 | 29.9882 | 717.0667 | 353076.7528 | 22.1413 | 709.8528 | 235255.2346 | 14.7528 | 599.9167 | 117503.2258 | 7.3686 | 440.375 | 244370.2412 | 244319.1578 | 16.2268 | 690.4167 | 183349.8199 | 12.1774 | 632.0639 | 122170.6351 | 8.1141 | 547.2722 | 61048.7804 | 4.0546 | 429.9472 | 373677.3467 | 373584.3183 | 17.8859 | 715.9194 | 280237.4924 | 13.4168 | 679.6 | 186957.39 | 8.9509 | 577.675 | 93455.1959 | 4.4743 | 439.0333 | 27484.4216 | 27391.5635 | 28.0407 | 715.5028 | 20650.4143 | 21.1398 | 661.6056 | 13725.0371 | 14.0503 | 563.9889 | 6868.0563 | 7.0308 | 452.5 | 6818381.9948 | 6813654.6602 | 19.2415 | 759.2873 | 5977353.9142 | 16.8798 | 746.4373 | 5116010.2494 | 14.4474 | 701.5198 | 4269190.7171 | 12.056 | 647.3619 | 3403313.67 | 9.6108 | 596.554 | 2555943.8601 | 7.2179 | 540.5881 | 1703443.8974 | 4.8105 | 476.6865 | 850596.1488 | 2.4021 | 406.1937 | 365.6449 | 353.9585 | 1.0458 | 195.5167 | 180.2811 | 0.53265 | 182.2968 | 460.2536 | 442.3587 | 3.2386 | 196.7288 | 228.2632 | 1.6712 | 187.1194 | 278.7773 | 24.1994 | 754.3935 | 280.5057 | 24.3495 | 756.1562 | 5255082.7602 | 35.4845 | 743.0167 | 35979770.1013 | 242.9503 | 742.1389 | 170.8594 | 20.8 | 6.9 | 102.6 | 31.8 | 115 | 0 | 0 | 0 | 0 | 0 | 0 | n+0 |  | 0.8958 | 0.9338 | 0.942 | 0.9134 | Single | 1 | 2000 | A2 |  | 296 | 2019 |  | #REF! | #REF! | #REF! | #REF! |  | 4 | [5 empty] | BCTO
TGG | BCTP | 2.0.1 | 2019 | TGG297 | High-End | Yes | Yes | Yes | Yes | Yes | Yes | Yes | Yes | Yes | Yes | Yes | Yes | No | No | No | No | Rack | 4 U | Managed | 1 | Intel(R) Xeon(R) Platinum 8280 CPU @ 2.70GHz | 4 | 4 | 2694 | 28 | 2 | 784877 | 12 | Samsung / M393A8G40MB2-CVF / RDIMM DD4 / 2933 | 2 | Fixed hard disk media | SATA | 4 | Redendancy | 1100 | Microsoft Windows Server 2016 Datacenter | 10.0.14393 | Oracle Corporation | 1.8.0_121-b13 | Intel_Win_HS18_5 | 17.4727 | 17.1559 | 32.9594 | 19.6156 | 21.0013 | 31.7709 | 13.8731 | 2.3397 | 6.8947 | 13.6993 | 445.636 | 28.7 | 163136.4072 | 163035.7064 | 23.5451 | 1124.329 | 122353.3386 | 17.6699 | 900.7194 | 81545.0813 | 11.7765 | 670.3226 | 40752.3191 | 5.8853 | 455.7355 | 1143485.0088 | 1143371.602 | 19.3765 | 1066.5839 | 857431.3186 | 14.5307 | 759.0226 | 571682.0529 | 9.6882 | 573.2806 | 285599.5467 | 4.84 | 328.3839 | 738471.4812 | 751692.5505 | 47.1384 | 1062.4839 | 553836.5886 | 34.7309 | 1004.6581 | 369255.4505 | 23.1559 | 811.9065 | 184636.3014 | 11.5785 | 429.1806 | 401564.5834 | 401184.3583 | 26.6452 | 1039.9774 | 301065.877 | 19.9957 | 895.3871 | 200906.2664 | 13.3435 | 718.0806 | 100425.3077 | 6.6699 | 478.9935 | 634909.0946 | 635789.279 | 30.4394 | 1074.5935 | 476478.919 | 22.8121 | 999.971 | 317516.8593 | 15.2016 | 770.1129 | 158738.1247 | 7.5998 | 498.3355 | 44572.5707 | 44591.4055 | 45.6482 | 1066.4226 | 33444.1621 | 34.2367 | 956.7613 | 22286.5732 | 22.8147 | 760.4194 | 11136.8013 | 11.4007 | 514.2323 | 7002319.8435 | 6992331.9372 | 19.7461 | 1101.8306 | 6116390.1068 | 17.2725 | 906.1471 | 5248923.2203 | 14.8228 | 824.5471 | 4380951.3185 | 12.3716 | 735.2223 | 3496554.7085 | 9.8741 | 644.1744 | 2631074.6506 | 7.4301 | 557.5554 | 1751346.445 | 4.9457 | 474.2397 | 875249.5928 | 2.4717 | 396.5438 | 197.8979 | 195.7062 | 0.57823 | 185.4259 | 98.0615 | 0.28973 | 165.0421 | 227.5764 | 226.099 | 1.6553 | 174.9793 | 113.7486 | 0.83277 | 165.7249 | 140.3299 | 12.1814 | 880.3042 | 139.8748 | 12.1419 | 895.2739 | 7651747.1503 | 51.6678 | 1132.7194 | 74704683.7725 | 504.4369 | 1131.9484 | 154.4898 | 21 | 4 | 78.1 | 28.7 | 115 | 0 | 5 | 0 | 0 | 0 | 0 | 1+1 |  | 0.9079 | 0.9402 | 0.9474 | 0.9209 | Single | 1 | 2400 | A2 |  | 297 | 2019 |  | #REF! | #REF! | #REF! | #REF! |  | 4 | [5 empty] | BCTP
TGG | BCTP | 2.0.1 | 2019 | TGG298 | Low-End | Yes | Yes | Yes | Yes | Yes | Yes | Yes | Yes | Yes | Yes | Yes | Yes | No | No | No | No | Rack | 4 U | Managed | 1 | Intel(R) Xeon(R) Gold 6128 CPU @ 3.40GHz | 4 | 4 | 3392 | 6 | 2 | 195053 | 24 | Hynix / HMA81GR7MFR8N-VK / RDIMM / DDR4 2666 | 2 | Fixed hard disk media | SATA | 4 | Redendancy | 1100 | Microsoft Windows Server 2016 Datacenter | 10.0.14393 | Oracle Corporation | 1.8.0_121-b13 | Intel_Win_HS18_5 | 10.5233 | 15.966 | 15.5133 | 8.103 | 9.1305 | 13.1526 | 8.4606 | 3.6131 | 8.1169 | 26.8905 | 128.4775 | 17.7 | 64017.0493 | 63739.9915 | 9.2051 | 622.0056 | 48006.2576 | 6.9329 | 570.6667 | 32022.2679 | 4.6246 | 481.1639 | 16003.4951 | 2.3112 | 325.6694 | 833597.0978 | 834267.0756 | 14.1382 | 634.3111 | 625381.5949 | 10.5982 | 601.2444 | 416837.4963 | 7.0641 | 499.6528 | 208505.6609 | 3.5335 | 302.0556 | 217704.129 | 214973.4591 | 13.4809 | 608.9667 | 163279.8914 | 10.2392 | 606.7167 | 108883.3514 | 6.828 | 503.5889 | 54455.0993 | 3.4149 | 298.6667 | 97218.8084 | 97212.4932 | 6.4565 | 558.8861 | 73069.2983 | 4.853 | 514.9167 | 48642.8157 | 3.2307 | 449.7528 | 24305.7106 | 1.6143 | 292.8694 | 158145.3308 | 158117.8626 | 7.5701 | 586.5222 | 118566.8075 | 5.6766 | 542.1417 | 79068.5263 | 3.7855 | 465.3694 | 39448.5202 | 1.8887 | 298.7417 | 11109.3261 | 11106.9911 | 11.3702 | 588.7944 | 8324.9143 | 8.5222 | 530.0556 | 5544.2597 | 5.6757 | 456.3861 | 2777.0594 | 2.8429 | 366.8056 | 3065951.7877 | 3066727.268 | 8.6603 | 618.681 | 2682483.1743 | 7.5752 | 596.6802 | 2301144.0134 | 6.4983 | 559.1389 | 1921425.7881 | 5.426 | 521.1214 | 1535541.3933 | 4.3363 | 478.8286 | 1147767.8313 | 3.2413 | 433.8183 | 766339.3629 | 2.1641 | 386.3937 | 382952.4045 | 1.0814 | 335.6857 | 276.5555 | 274.1615 | 0.81003 | 172.712 | 140.2385 | 0.41434 | 148.8589 | 231.9481 | 234.3296 | 1.7156 | 153.4236 | 115.5543 | 0.84599 | 143.582 | 186.8582 | 16.2203 | 597.6313 | 185.677 | 16.1178 | 604.9727 | 2438931.6987 | 16.4687 | 622.2083 | 11821943.9125 | 79.8267 | 621.3278 | 132.0265 | 11.2 | 5.4 | 58.8 | 17.8 | 115 | 0 | 3 | 0 | 0 | 0 | 0 | 1+1 |  | 0.9034 | 0.9394 | 0.9513 | 0.9368 | Single | 0.99 | 1100 | A2 |  | 298 | 2019 |  | #REF! | #REF! | #REF! | #REF! |  | 4 | [5 empty] | BCTP
TGG | BCTP | 2.0.1 | 2019 | TGG299 | Typical | Yes | Yes | Yes | Yes | Yes | Yes | Yes | Yes | Yes | Yes | Yes | Yes | No | No | No | No | Rack | 4 U | Managed | 1 | Intel(R) Xeon(R) Gold 6230 CPU @ 2.10GHz | 4 | 4 | 2095 | 20 | 2 | 391657 | 12 | Samsung / M393A4K40CB2-CVF / RDIMM / DDR4 2933 | 2 | Fixed hard disk media | SATA | 4 | Redendancy | 1100 | Microsoft Windows Server 2016 Datacenter | 10.0.14393 | Oracle Corporation | 1.8.0_121-b13 | Intel_Win_HS18_5 | 20.3038 | 22.2017 | 29.428 | 17.7213 | 19.4462 | 29.4289 | 15.5454 | 2.9303 | 8.7394 | 20.0847 | 349.2253 | 30 | 145417.6804 | 145254.862 | 20.9772 | 706.7833 | 109028.29 | 15.7455 | 672.1917 | 72769.8403 | 10.5092 | 552.8722 | 36426.669 | 5.2606 | 409.0722 | 1184579.4708 | 1183935.624 | 20.0639 | 718.5611 | 888194.3726 | 15.0521 | 610.2889 | 592457.0071 | 10.0403 | 481.3778 | 296328.487 | 5.0218 | 296.8861 | 463080.8711 | 452860.5048 | 28.3987 | 659.1417 | 347199.3702 | 21.7727 | 635.2639 | 231617.4568 | 14.5246 | 538.2 | 115837.172 | 7.2641 | 385.9944 | 244797.5559 | 244825.2993 | 16.2604 | 631.2556 | 183810.2568 | 12.208 | 568.3444 | 122450.6617 | 8.1327 | 488.5722 | 61262.9921 | 4.0689 | 379.975 | 394833.8373 | 394592.9321 | 18.8917 | 665.4389 | 296119.9113 | 14.1772 | 616.95 | 197424.5358 | 9.452 | 520.8694 | 98717.5986 | 4.7263 | 391.2694 | 27724.0374 | 27732.2134 | 28.3894 | 661.725 | 20781.9528 | 21.2745 | 599.025 | 13811.4689 | 14.1388 | 507.3 | 6957.0741 | 7.1219 | 403.2194 | 6174398.2079 | 6168549.0699 | 17.4198 | 711.6627 | 5396831.6434 | 15.2405 | 668.8365 | 4619241.0648 | 13.0446 | 613.5135 | 3859053.203 | 10.8978 | 567.6341 | 3084737.8556 | 8.7112 | 522.8278 | 2320035.3372 | 6.5517 | 471.923 | 1538132.6301 | 4.3436 | 415.1429 | 774103.4978 | 2.186 | 353.1929 | 202.7311 | 197.6161 | 0.58387 | 152.0588 | 101.0106 | 0.29844 | 133.453 | 237.0645 | 236.7822 | 1.7335 | 143.2959 | 117.6087 | 0.86103 | 136.3802 | 146.3501 | 12.704 | 630.4212 | 145.9959 | 12.6733 | 633.0944 | 5284969.4906 | 35.6863 | 703.0278 | 36381439.6947 | 245.6625 | 703.45 | 124.6512 | 21.5 | 5.1 | 83.8 | 30.1 | 115 | 0 | 5 | 0 | 0 | 0 | 0 | 1+1 |  | 0.8958 | 0.9338 | 0.942 | 0.9134 | Single | 1 | 2000 | A2 |  | 299 | 2019 |  | #REF! | #REF! | #REF! | #REF! |  | 4 | [5 empty] | BCTP
TGG | BCTQ | 2.0.3 | 2020 | TGG300 | High-End | Yes | Yes | Yes | Yes | Yes | Yes | Yes | Yes | Yes | Yes | Yes | Yes | No | No | No | No | Rack | 2 U | Managed | 1 | Intel(R) Xeon(R) Gold 6252N CPU @ 2.30GHz | 2 | 2 | 2300 | 24 | 2 | 393216 | 12 | HYNIX 32GB PC4-2933 | 2 | Solid State Drive | SAS | 2 | Redundant | 2000 | Microsoft Windows Server 2016 Datacenter | 6.2.9200 | Oracle Corporation | 1.8.0_181-b13 | Intel_Win_HS18_5 | 15.3647 | 22.1264 | 21.5594 | 13.225 | 13.5267 | 20.7938 | 13.5471 | 151.9487 | 844.2954 | 20.4826 | 217.4376 | 29.6 | 98342.2999 | 98695.0771 | 14.2532 | 659.8581 | 73774.005 | 10.6542 | 637.5935 | 49140.5458 | 7.0967 | 491.8419 | 24568.6771 | 3.5481 | 331.571 | 1113357.6503 | 1113029.7785 | 18.8623 | 653.5097 | 835151.096 | 14.1532 | 630.7613 | 556905.3415 | 9.4378 | 457.6 | 278247.1338 | 4.7154 | 262.7806 | 302184.4767 | 300360.4466 | 18.8355 | 622.7677 | 226705.2037 | 14.2166 | 606.1871 | 151126.8172 | 9.4771 | 480.7645 | 75570.1732 | 4.739 | 306.7032 | 157032.9834 | 157271.5689 | 10.4454 | 612.529 | 117720.5579 | 7.8186 | 512.5323 | 78559.5745 | 5.2176 | 399.6935 | 39251.4089 | 2.6069 | 289.4 | 240901.0751 | 241962.007 | 11.5843 | 640.6581 | 180676.1199 | 8.6501 | 584.0452 | 120659.4703 | 5.7768 | 446.1871 | 60273.2475 | 2.8857 | 298.8548 | 17665.7178 | 17723.0211 | 18.143 | 648.1355 | 13239.9744 | 13.5537 | 570.6742 | 8855.35 | 9.0652 | 452.0387 | 4410.0635 | 4.5146 | 321.9548 | 4902103.722 | 4903326.5912 | 13.8468 | 690.3884 | 4285968.4241 | 12.1034 | 696.9554 | 3672645.4694 | 10.3714 | 626.1818 | 3061745.5413 | 8.6463 | 547.438 | 2449758.8559 | 6.918 | 468.4992 | 1840408.4626 | 5.1972 | 393.5405 | 1222993.9836 | 3.4537 | 332.4008 | 611079.8518 | 1.7257 | 280.8446 | 14186.0809 | 14348.8935 | 42.3947 | 199.5216 | 7094.9015 | 20.9623 | 192.9151 | 31841.3548 | 31791.444 | 232.7509 | 198.6562 | 15944.1714 | 116.7302 | 191.8595 | 137.5939 | 11.9439 | 569.16 | 133.3037 | 11.5715 | 578.8056 | 3375511.0705 | 22.7928 | 625.4613 | 23553088.2653 | 159.0402 | 731.429 | 144.4841 | 16.7 | 358.2 | 66.7 | 29.5 | 230 | 0 | 0 | 0 | 0 | 0 | 0 | 1+1 |  | 0.8958 | 0.9338 | 0.942 | 0.9134 | Single | 1 | 2000 | A2 |  | 300 | 2020 |  | #REF! | #REF! | #REF! | #REF! |  | 2 | [5 empty] | BCTQ
TGG | BCTQ | 2.0.3 | 2020 | TGG301 | Low-End | Yes | Yes | Yes | Yes | Yes | Yes | Yes | Yes | Yes | Yes | Yes | Yes | No | No | No | No | Rack | 2 U | Managed | 1 | Intel(R) Xeon(R) Bronze 3204 CPU @ 1.90GHz | 2 | 2 | 1900 | 6 | 1 | 98304 | 12 | HYNIX 8GB 1Rx8 PC4-2666V-RD1-11 | 2 | Solid State Drive | SAS | 2 | Redundant | 2000 | Microsoft Windows Server 2016 Datacenter | 6.2.9200 | Oracle Corporation | 1.8.0_181-b13 | Intel_Win_HS18_5 | 7.7664 | 9.4988 | 9.1136 | 4.1964 | 4.4837 | 7.9305 | 6.5954 | 214.2997 | 1204.963 | 28.1874 | 62.4417 | 14.5 | 16357.4886 | 16361.5615 | 2.3629 | 186.0156 | 12250.8749 | 1.7692 | 177.6808 | 8175.1734 | 1.1806 | 169.2092 | 4098.1114 | 0.59184 | 143.5683 | 168666.6714 | 168728.7814 | 2.8594 | 186.2692 | 126554.477 | 2.1447 | 178.7108 | 84425.4598 | 1.4307 | 170.0122 | 42186.2607 | 0.71492 | 136.1525 | 42400.5658 | 42313.9973 | 2.6535 | 178.4906 | 31831.0633 | 1.9961 | 172.2942 | 21170.6565 | 1.3276 | 167.2642 | 10594.2001 | 0.66436 | 131.6542 | 17960.9165 | 17957.7306 | 1.1927 | 169.9072 | 13460.448 | 0.89399 | 166.0233 | 8979.6643 | 0.5964 | 161.5453 | 4458.468 | 0.29612 | 133.2567 | 27151.0732 | 27145.3178 | 1.2996 | 174.6819 | 20300.1982 | 0.9719 | 169.7922 | 13587.9299 | 0.65054 | 164.2383 | 6781.2029 | 0.32466 | 135.5017 | 2290.6907 | 2284.4705 | 2.3386 | 172.1769 | 1720.0946 | 1.7609 | 167.8119 | 1139.4899 | 1.1665 | 162.4672 | 566.8823 | 0.58032 | 150.1325 | 832845.9218 | 831803.1582 | 2.349 | 186.0896 | 730918.8648 | 2.0641 | 181.9827 | 628289.7828 | 1.7743 | 178.0914 | 521879.4624 | 1.4738 | 173.1615 | 415412.678 | 1.1731 | 168.7813 | 313478.5965 | 0.88525 | 163.371 | 206536.4319 | 0.58325 | 155.7443 | 103891.3518 | 0.29339 | 140.2996 | 14140.4695 | 14286.4379 | 42.2101 | 143.8424 | 7060.1529 | 20.8596 | 133.2886 | 31482.0373 | 31412.0213 | 229.9731 | 138.3708 | 15767.7414 | 115.4385 | 132.1405 | 67.6541 | 5.8728 | 209.1855 | 68.18 | 5.9184 | 209.125 | 500377.4338 | 3.3788 | 186.0886 | 1721780.0197 | 11.6262 | 186.1925 | 97.4624 | 6.8 | 508.2 | 42 | 14.6 | 230 | 0 | 0 | 0 | 0 | 0 | 0 | 1+1 |  | 0.8958 | 0.9338 | 0.942 | 0.9134 | Single | 1 | 2000 | A2 |  | 301 | 2020 |  | #REF! | #REF! | #REF! | #REF! |  | 2 | [5 empty] | BCTQ
TGG | BCTQ | 2.0.3 | 2020 | TGG302 | Typical | Yes | Yes | Yes | Yes | Yes | Yes | Yes | Yes | Yes | Yes | Yes | Yes | No | No | No | No | Rack | 2 U | Managed | 1 | Intel(R) Xeon(R) Silver 4216 CPU @ 2.10GHz | 2 | 2 | 2100 | 16 | 2 | 196608 | 12 | HYNIX 16GB PC4-2666 | 2 | Solid State Drive | SAS | 2 | Redundant | 2000 | Microsoft Windows Server 2016 Datacenter | 6.2.9200 | Oracle Corporation | 1.8.0_181-b13 | Intel_Win_HS18_5 | 15.7685 | 24.3118 | 22.263 | 12.004 | 12.8624 | 20.0908 | 13.5711 | 171.5777 | 936.2972 | 27.1806 | 178.0811 | 30 | 63068.9812 | 62936.3434 | 9.0891 | 381.2242 | 47288.2798 | 6.8292 | 371.0183 | 31563.25 | 4.5583 | 306.3431 | 15758.5951 | 2.2758 | 240.3689 | 823769.3485 | 822076.6721 | 13.9316 | 391.6542 | 618004.8005 | 10.4732 | 384.6094 | 412056.1585 | 6.983 | 319.1028 | 205976.4315 | 3.4906 | 211.7928 | 189819.0892 | 189949.7963 | 11.9117 | 364.0606 | 142433.1233 | 8.9319 | 348.6072 | 94896.976 | 5.951 | 297.8031 | 47467.3301 | 2.9767 | 202.9819 | 94001.4775 | 94055.7529 | 6.2468 | 348.0444 | 70503.0624 | 4.6826 | 314.7478 | 47083.7632 | 3.1271 | 276.7489 | 23470.5534 | 1.5588 | 226.5169 | 146868.334 | 146674.501 | 7.0223 | 364.6944 | 110282.4099 | 5.2799 | 339.6817 | 73372.5501 | 3.5128 | 292.7367 | 36745.7844 | 1.7593 | 230.8508 | 10730.7852 | 10727.2069 | 10.9814 | 366.7069 | 8076.8191 | 8.2682 | 340.9831 | 5375.6129 | 5.503 | 283.9778 | 2678.0091 | 2.7415 | 236.7708 | 3176446.7427 | 3174133.4815 | 8.9636 | 400.7561 | 2784610.2178 | 7.8636 | 390.4158 | 2376819.2673 | 6.712 | 364.8233 | 1985047.9504 | 5.6057 | 334.8175 | 1589269.1117 | 4.488 | 306.2137 | 1191204.7957 | 3.3639 | 275.4112 | 794063.0767 | 2.2424 | 248.2562 | 398699.3464 | 1.1259 | 219.5754 | 13766.5782 | 13933.3021 | 41.1668 | 172.3795 | 6891.1391 | 20.3603 | 165.167 | 30481.8513 | 30293.422 | 221.7836 | 171.1597 | 15245.8515 | 111.6176 | 164.9808 | 120.2853 | 10.4414 | 378.6033 | 117.4399 | 10.1944 | 380.559 | 2190712.2261 | 14.7926 | 376.4869 | 10569080.6541 | 71.3668 | 400.7544 | 121.8967 | 16.7 | 400.8 | 69.6 | 30 | 230 | 0 | 0 | 0 | 0 | 0 | 0 | 1+1 |  | 0.8958 | 0.9338 | 0.942 | 0.9134 | Single | 1 | 2000 | A2 |  | 302 | 2020 |  | #REF! | #REF! | #REF! | #REF! |  | 2 | [5 empty] | BCTQ
TGG | BCTR | 2.0.3 | 2020 | TGG303 | High-End | Yes | Yes | Yes | Yes | Yes | Yes | Yes | Yes | Yes | Yes | Yes | Yes | No | No | No | No | Rack | 5 U | Managed | 1 | Intel(R) Xeon(R) Gold 6230R CPU @ 2.10GHz | 2 | 2 | 2095 | 26 | 2 | 393216 | 12 | Hynix_32GB_2Rx4-3200_DPN:075X1V _HMA84GR7CJR4N-XN | 3 | Fixed hard disk media,SSD | SATA,SATA | 2 | Standard | 2400 | Microsoft Windows Server 2019 Datacenter | 10.0.17763 | Oracle Corporation | 1.8.0_121-b13 | Intel_Win_HS18_5 | 9.9893 | 14.8046 | 13.9797 | 8.973 | 8.8049 | 14.5449 | 9.1098 | 15.9121 | 196.0835 | 15.7177 | 180.3628 | 19.3 | 84931.3168 | 84918.2008 | 12.2636 | 771.2833 | 63715.9818 | 9.2017 | 769.2972 | 42507.7144 | 6.1388 | 680.5917 | 21262.4159 | 3.0707 | 529.0139 | 1054990.9871 | 1056458.7159 | 17.9036 | 783.9556 | 791365.661 | 13.4111 | 783.1139 | 527456.4159 | 8.9387 | 661.2139 | 263787.7991 | 4.4704 | 492.0139 | 266399.7458 | 266688.7028 | 16.724 | 736.0778 | 199846.4871 | 12.5323 | 747.8778 | 133346.0421 | 8.3621 | 673.8944 | 66664.2997 | 4.1805 | 517.0972 | 159746.9048 | 159569.8648 | 10.5981 | 738.7806 | 119742.9254 | 7.9529 | 742.2694 | 79887.1118 | 5.3058 | 651.7972 | 39966.2318 | 2.6544 | 512.3 | 218030.5051 | 218206.834 | 10.447 | 740.7139 | 163583.17 | 7.8318 | 743.5583 | 108920.6767 | 5.2147 | 656 | 54553.086 | 2.6118 | 513.1722 | 17310.2448 | 17320.6869 | 17.7312 | 748.1194 | 12975.4402 | 13.2829 | 757.5028 | 8654.981 | 8.8601 | 677.2857 | 4318.2039 | 4.4205 | 536.9972 | 4577959.8139 | 4580324.4395 | 12.9347 | 778.8159 | 3998257.0367 | 11.2909 | 774.1881 | 3429423.7598 | 9.6846 | 780.8476 | 2863798.1937 | 8.0873 | 757.0929 | 2287350.1941 | 6.4594 | 682.1159 | 1713203.9281 | 4.838 | 599.5286 | 1142020.469 | 3.225 | 546.381 | 571792.4635 | 1.6147 | 492.7286 | 2960.759 | 2999.6392 | 8.8626 | 396.1242 | 1482.2292 | 4.3793 | 386.9742 | 15220.6817 | 15000.3453 | 109.8202 | 400.7318 | 7598.1443 | 55.6274 | 396.4924 | 142.79 | 12.395 | 797.0935 | 141.7585 | 12.3054 | 774.5615 | 2987287.4103 | 20.1714 | 760.9722 | 20672507.651 | 139.5893 | 773.9361 | 351.1 | 11.2 | 55.9 | 53.2 | 19.4 | 230 | 0 | 1 | 0 | 0 | 0 | 0 | n+0 |  | 0.9079 | 0.9402 | 0.9474 | 0.9209 | Single | 1 | 2400 | A2 |  | 303 | 2020 |  | #REF! | #REF! | #REF! | #REF! |  | 2 | [5 empty] | BCTR
TGG | BCTR | 2.0.3 | 2020 | TGG304 | Low-End | Yes | Yes | Yes | Yes | Yes | Yes | Yes | Yes | Yes | Yes | Yes | Yes | No | No | No | No | Rack | 5 U | Managed | 1 | Intel(R) Xeon(R) Silver 4210 CPU @ 2.20GHz | 2 | 2 | 2195 | 10 | 2 | 98304 | 12 | Micron _8GB_1RX8-3200_DPN:06VDNY _MTA9ASF1G72PZ-3G2E2 | 3 | Fixed hard disk media,SSD | SATA,SATA | 2 | Standard | 2400 | Microsoft Windows Server 2019 Datacenter | 10.0.17763 | Oracle Corporation | 1.8.0_121-b13 | Intel_Win_HS18_5 | 7.2409 | 11.1275 | 9.3772 | 5.4164 | 5.5774 | 9.3468 | 6.5675 | 23.1668 | 239.1909 | 16.0096 | 65.4785 | 13.1 | 38437.5051 | 38583.6999 | 5.5721 | 472.8097 | 28811.1038 | 4.1608 | 447.8871 | 19274.3964 | 2.7835 | 414.6123 | 9606.0734 | 1.3873 | 370.9326 | 508749.6794 | 508107.3684 | 8.6108 | 483.4355 | 381549.7208 | 6.4661 | 457.429 | 254181.8623 | 4.3076 | 422.2774 | 127286.7184 | 2.1571 | 361.3635 | 111389.044 | 111251.9105 | 6.9766 | 455.9968 | 83452.352 | 5.2333 | 430.4613 | 55728.2948 | 3.4947 | 408.9881 | 27812.6251 | 1.7441 | 358.5129 | 58985.2451 | 59018.6201 | 3.9198 | 431.4129 | 44195.1866 | 2.9353 | 414.5581 | 29487.3046 | 1.9584 | 395.4661 | 14729.6373 | 0.97829 | 362.1326 | 86314.1866 | 86144.1782 | 4.1243 | 445.1742 | 64738.9713 | 3.0995 | 428.9548 | 43161.2957 | 2.0664 | 404.2048 | 21568.5849 | 1.0326 | 365.2097 | 6720.6327 | 6732.1363 | 6.8917 | 442.3613 | 5023.3442 | 5.1424 | 421.6161 | 3367.3714 | 3.4472 | 398.9055 | 1684.4834 | 1.7244 | 370.9948 | 2053432.9487 | 2056481.0805 | 5.8074 | 471.0661 | 1795631.7742 | 5.0708 | 454.4727 | 1536246.3152 | 4.3383 | 439.0446 | 1282149.4976 | 3.6207 | 425.0496 | 1023330.6883 | 2.8898 | 410.7185 | 769733.0579 | 2.1737 | 394.6755 | 511941.8716 | 1.4457 | 378.2713 | 256890.1692 | 0.72545 | 359.4183 | 3720.0826 | 3741.5714 | 11.0547 | 341.1644 | 1867.2741 | 5.517 | 333.0826 | 15815.0149 | 15677.7909 | 114.7799 | 341.7238 | 7892.2188 | 57.7804 | 339.2202 | 85.2096 | 7.3967 | 462.9037 | 85.8207 | 7.4497 | 464.4357 | 1351321.7185 | 9.1247 | 482.3903 | 4646671.2735 | 31.3762 | 479.1839 | 308.0741 | 7.6 | 74.4 | 32.4 | 13.2 | 230 | 0 | 1 | 0 | 0 | 0 | 0 | n+0 |  | 0.9079 | 0.9402 | 0.9474 | 0.9209 | Single | 1 | 2400 | A2 |  | 304 | 2020 |  | #REF! | #REF! | #REF! | #REF! |  | 2 | [5 empty] | BCTR
TGG | BCTR | 2.0.3 | 2020 | TGG305 | Typical | Yes | Yes | Yes | Yes | Yes | Yes | Yes | Yes | Yes | Yes | Yes | Yes | No | No | No | No | Rack | 5 U | Managed | 1 | Intel(R) Xeon(R) Silver 4216 CPU @ 2.10GHz | 2 | 2 | 2095 | 16 | 2 | 196608 | 12 | hynix_16GB_2Rx8-3200_DPN:0M04W6 _ HMA82GR7CJR8N-XN | 3 | Fixed hard disk media,SSD | SATA,SATA | 2 | Standard | 2400 | Microsoft Windows Server 2019 Datacenter | 10.0.17763 | Oracle Corporation | 1.8.0_121-b13 | Intel_Win_HS18_5 | 8.8287 | 13.9927 | 12.1428 | 7.3221 | 7.4889 | 12.409 | 8.2309 | 21.8753 | 223.3643 | 18.316 | 117.7726 | 17.2 | 54174.6233 | 54171.1843 | 7.8232 | 533.2972 | 40628.449 | 5.8674 | 533.1486 | 27126.2281 | 3.9175 | 482.6139 | 13539.1726 | 1.9553 | 421.75 | 734530.9854 | 733444.9843 | 12.4296 | 546.6167 | 550906.5119 | 9.3361 | 542.6 | 367254.7353 | 6.2238 | 496.0472 | 183582.8374 | 3.1111 | 398.3889 | 166479.4816 | 166312.6658 | 10.4294 | 521.55 | 124844.5948 | 7.829 | 519.6389 | 83260.0835 | 5.2212 | 477.1833 | 41643.7818 | 2.6115 | 395.9639 | 94283.583 | 94283.9656 | 6.262 | 521.7171 | 70770.6656 | 4.7003 | 500.3778 | 47135.4893 | 3.1306 | 465.3333 | 23546.2861 | 1.5639 | 412.6889 | 136690.3002 | 136623.6699 | 6.5411 | 523.1306 | 102430.0008 | 4.904 | 521.4139 | 68308.9913 | 3.2704 | 478.6056 | 34187.5999 | 1.6368 | 418.1583 | 10562.4329 | 10392.9783 | 10.6393 | 523.6806 | 7916.8404 | 8.1045 | 510.4722 | 5263.0914 | 5.3878 | 469.5889 | 2644.7181 | 2.7074 | 422.5667 | 2982747.8516 | 2978358.3649 | 8.4108 | 537.073 | 2611699.9286 | 7.3753 | 534.3532 | 2241321.0067 | 6.3294 | 527.546 | 1866081.4872 | 5.2697 | 505.1325 | 1487381.7327 | 4.2003 | 481.05 | 1118320.0781 | 3.1581 | 455.9825 | 747176.6504 | 2.11 | 431.1254 | 374709.131 | 1.0582 | 402.227 | 3645.0554 | 3727.4485 | 11.013 | 356.7955 | 1819.6073 | 5.3761 | 346.7758 | 15281.0475 | 15469.3603 | 113.254 | 358.647 | 7644.2488 | 55.9649 | 354.2212 | 120.1111 | 10.4263 | 561.2417 | 116.0961 | 10.0778 | 558.0619 | 1913630.2936 | 12.9216 | 537.0333 | 9260498.718 | 62.5307 | 530.9444 | 321.5061 | 9.8 | 69.9 | 46.4 | 17.2 | 230 | 0 | 1 | 0 | 0 | 0 | 0 | n+0 |  | 0.9079 | 0.9402 | 0.9474 | 0.9209 | Single | 1 | 2400 | A2 |  | 305 | 2020 |  | #REF! | #REF! | #REF! | #REF! |  | 2 | [5 empty] | BCTR
TGG | BCTS | 2.0.1 | 2018 | TGG306 | High-End | Yes | Yes | Yes | Yes | Yes | Yes | Yes | Yes | Yes | Yes | Yes | Yes | No | No | No | No | Rack | 2 U | Managed | 1 | Intel(R) Xeon(R) Gold 6248 CPU @ 2.50GHz | 2 | 2 | 2494 | 20 | 2 | 393216 | 12 | RDIMM DDR4 PC4-2666 | 2 | Fixed hard disk media | SATA | 2 | Redundant | 550 | Microsoft Corporation Microsoft Windows Server 2016 Datacenter | 10.0.16299 | Oracle Corporation | 1.8.0_201-b09 | Intel_Win_HS18_5 | 17.2126 | 25.1165 | 25.8447 | 14.6554 | 15.3935 | 24.165 | 14.6503 | 8.3658 | 24.7251 | 23.2456 | 290.2701 | 29.1 | 86098.7929 | 86034.0339 | 12.4248 | 499.0139 | 64611.0015 | 9.3309 | 482.2429 | 43061.8366 | 6.2189 | 383.2668 | 21533.5814 | 3.1098 | 276.9465 | 1050660.5806 | 1055054.4393 | 17.8798 | 531.2081 | 788002.7436 | 13.3541 | 502.9658 | 525190.941 | 8.9003 | 380.9977 | 262572.8456 | 4.4498 | 233.4329 | 270522.6669 | 270431.7532 | 16.9587 | 453.1261 | 202953.1503 | 12.7271 | 448.6661 | 135152.0376 | 8.4753 | 380.7358 | 67582.0638 | 4.238 | 224.4861 | 140297.9245 | 140234.4381 | 9.3139 | 453.1303 | 105258.2032 | 6.9909 | 399.0874 | 70191.1441 | 4.6618 | 335.9697 | 35100.7419 | 2.3313 | 252.4829 | 214928.1779 | 214684.4552 | 10.2783 | 459.7706 | 161231.3324 | 7.7192 | 437.3906 | 107437.206 | 5.1437 | 358.7035 | 53744.8772 | 2.5731 | 259.2594 | 15642.5881 | 15641.5562 | 16.0122 | 455.8219 | 11751.1514 | 12.0296 | 422.8487 | 7826.4101 | 8.0119 | 349.2077 | 3915.6142 | 4.0084 | 269.5245 | 4146895.3572 | 4144598.3624 | 11.7042 | 506.4129 | 3622137.2297 | 10.2288 | 495.9878 | 3119204.2149 | 8.8085 | 456.6444 | 2594299.1956 | 7.3262 | 413.5579 | 2073193.6273 | 5.8546 | 373.3328 | 1557439.3904 | 4.3982 | 329.8907 | 1036455.5972 | 2.9269 | 285.6341 | 519516.3731 | 1.4671 | 241.2394 | 540.1799 | 542.6039 | 1.6032 | 138.5387 | 268.8062 | 0.7942 | 131.3184 | 659.9339 | 642.3905 | 4.7031 | 137.5315 | 326.338 | 2.3892 | 133.6448 | 132.6269 | 11.5128 | 493.6933 | 132.8513 | 11.5322 | 497.685 | 3078716.209 | 20.7888 | 495.271 | 21200283.1812 | 143.1531 | 493.1719 | 129.087 | 19 | 14.4 | 82.1 | 29.1 | 115 | 0 | 0 | 0 | 0 | 0 | 0 | 1+1 |  | 0.8887 | 0.9275 | 0.9439 | 0.9333 | Single | 0.99 | 550 | 0 |  | 306 | 2018 |  | #REF! | #REF! | #REF! | #REF! |  | 2 | [5 empty] | BCTS
TGG | BCTS | 2.0.1 | 2018 | TGG307 | Low-End | Yes | Yes | Yes | Yes | Yes | Yes | Yes | Yes | Yes | Yes | Yes | Yes | No | No | No | No | Rack | 2 U | Managed | 1 | Intel(R) Xeon(R) Silver 4112 CPU @ 2.60GHz | 2 | 2 | 2594 | 4 | 2 | 98304 | 12 | RDIMM DDR4 PC4-2666 | 2 | Fixed hard disk media | SATA | 2 | Redundant | 550 | Microsoft Corporation Microsoft Windows Server 2016 Datacenter | 10.0.16299 | Oracle Corporation | 1.8.0_201-b09 | Intel_Win_HS18_5 | 8.01 | 13.3116 | 10.7091 | 5.5554 | 6.0623 | 9.4131 | 7.3397 | 9.5103 | 28.3486 | 26.5208 | 69.7983 | 14 | 17992.0416 | 18017.2935 | 2.602 | 207.9181 | 13518.6245 | 1.9523 | 194.77 | 8999.7797 | 1.2997 | 178.2974 | 4491.4223 | 0.64864 | 144.0877 | 265668.8478 | 265477.4473 | 4.499 | 217.3803 | 199408.1704 | 3.3793 | 204.5716 | 132761.6168 | 2.2499 | 185.0106 | 66494.9598 | 1.1269 | 149.2097 | 55519.1726 | 55706.9042 | 3.4934 | 209.5719 | 41672.1677 | 2.6132 | 196.7019 | 27745.6712 | 1.7399 | 182.7597 | 13880.0362 | 0.87041 | 139.5213 | 25416.6725 | 25443.3008 | 1.6899 | 188.1716 | 19068.9236 | 1.2665 | 180.681 | 12728.157 | 0.84536 | 168.2052 | 6383.8681 | 0.42399 | 140.8287 | 39512.248 | 39526.5299 | 1.8924 | 193.6858 | 29625.7341 | 1.4184 | 185.9252 | 19707.0677 | 0.94351 | 172.4916 | 9852.9491 | 0.47173 | 142.3919 | 2887.9141 | 2881.7264 | 2.95 | 193.819 | 2172.2011 | 2.2237 | 184.1406 | 1447.5918 | 1.4819 | 171.7142 | 724.0838 | 0.74124 | 149.7584 | 987647.6922 | 988678.6696 | 2.792 | 210.8852 | 861595.1794 | 2.4331 | 203.052 | 739133.1817 | 2.0873 | 195.7639 | 617509.6618 | 1.7438 | 187.7614 | 493275.3209 | 1.393 | 179.475 | 369825.5736 | 1.0444 | 170.0852 | 248344.7002 | 0.70132 | 158.078 | 124024.8719 | 0.35024 | 138.1302 | 538.8394 | 552.3321 | 1.6319 | 121.9528 | 267.6518 | 0.79079 | 116.9972 | 657.9192 | 648.5695 | 4.7483 | 120.5862 | 327.2457 | 2.3958 | 117.3902 | 69.9073 | 6.0683 | 226.6675 | 68.9241 | 5.983 | 227.7333 | 654176.8196 | 4.4173 | 217.4677 | 2247046.919 | 15.173 | 217.3832 | 111.7151 | 8.3 | 16.4 | 43 | 14.1 | 115 | 0 | 0 | 0 | 0 | 0 | 0 | 1+1 |  | 0.8887 | 0.9275 | 0.9439 | 0.9333 | Single | 0.99 | 550 | A2 |  | 307 | 2018 |  | #REF! | #REF! | #REF! | #REF! |  | 2 | [5 empty] | BCTS
TGG | BCTS | 2.0.1 | 2018 | TGG308 | Typical | Yes | Yes | Yes | Yes | Yes | Yes | Yes | Yes | Yes | Yes | Yes | Yes | No | No | No | No | Rack | 2 U | Managed | 1 | Intel(R) Xeon(R) Silver 4214 CPU @ 2.20GHz | 2 | 2 | 2195 | 12 | 2 | 196608 | 12 | RDIMM DDR4 PC4-2666 | 2 | Fixed hard disk media | SATA | 2 | Redundant | 550 | Microsoft Corporation Microsoft Windows Server 2016 Datacenter | 10.0.16299 | Oracle Corporation | 1.8.0_201-b09 | Intel_Win_HS18_5 | 14.9286 | 24.0567 | 20.0796 | 11.0378 | 11.8798 | 18.5437 | 12.8909 | 9.3262 | 26.7156 | 30.4453 | 181.7107 | 25 | 48945.9334 | 48900.7158 | 7.0621 | 306.8886 | 36737.9108 | 5.3056 | 293.3119 | 24489.4197 | 3.5367 | 254.8272 | 12221.7568 | 1.765 | 205.2975 | 677383.302 | 678126.7646 | 11.4921 | 320.3736 | 507886.4665 | 8.6071 | 313.4058 | 338759.1471 | 5.7409 | 268.4078 | 169268.8307 | 2.8686 | 180.4656 | 147203.9454 | 146336.1375 | 9.1767 | 292.2236 | 110414.2544 | 6.924 | 291.8197 | 73585.7397 | 4.6145 | 252.3322 | 36825.7649 | 2.3093 | 193.5686 | 70999.3172 | 71048.9117 | 4.7188 | 274.1003 | 53345.7993 | 3.543 | 254.9031 | 35467.6678 | 2.3556 | 231.7386 | 17728.3094 | 1.1775 | 192.9497 | 110339.6632 | 110239.7491 | 5.2779 | 289.2758 | 82768.742 | 3.9627 | 269.1728 | 55073.754 | 2.6367 | 241.0836 | 27571.9107 | 1.32 | 194.6972 | 8081.8354 | 8068.4353 | 8.2596 | 289.7836 | 6051.372 | 6.1948 | 264.8683 | 4038.2995 | 4.134 | 236.0711 | 2009.6501 | 2.0573 | 203.1031 | 2470960.3985 | 2471251.4627 | 6.9787 | 310.8013 | 2159255.4057 | 6.0977 | 306.2772 | 1849496.4477 | 5.2229 | 289.0151 | 1547717.6282 | 4.3707 | 270.5142 | 1235483.6867 | 3.489 | 252.2113 | 928600.5476 | 2.6223 | 233.6118 | 618835.5093 | 1.7476 | 213.6864 | 310928.6714 | 0.87805 | 190.8685 | 554.3512 | 556.7763 | 1.645 | 126.6471 | 276.6965 | 0.81752 | 122.0859 | 644.2767 | 641.4127 | 4.6959 | 126.9327 | 324.132 | 2.373 | 123.0036 | 114.5653 | 9.9449 | 326.8831 | 115.5797 | 10.033 | 329.3037 | 1693099.8976 | 11.4325 | 306.1828 | 8230327.2378 | 55.5746 | 305.8409 | 119.9156 | 15.6 | 15.8 | 74.4 | 24.9 | 115 | 0 | 3 | 0 | 0 | 0 | 0 | 1+1 |  | 0.8887 | 0.9275 | 0.9439 | 0.9333 | Single | 0.99 | 550 | A2 |  | 308 | 2018 |  | #REF! | #REF! | #REF! | #REF! |  | 2 | [5 empty] | BCTS
TGG | BCTT | 2.0.1 | 2017 | TGG309 | High-End | Yes | Yes | Yes | Yes | Yes | Yes | Yes | Yes | Yes | Yes | Yes | Yes | No | No | No | No | Rack | 1 U | Managed | 1 | AMD EPYC 7601 32-Core Processor | 1 | 1 | 2200 | 32 | 2 | 262144 | 8 | 32GB RDIMM DDR4 2666 | 2 | SSD | SATA 6Gb/s | 2 | Redundant | 550 | Microsoft Windows Server 2016 Datacenter | 10.0.16299 | Oracle Corporation | 1.8.0_201-b09 | AMD_EPYC_Win_HS18_1 | 9.2139 | 9.8132 | 19.7695 | 15.5103 | 15.9559 | 24.9557 | 6.5965 | 60.7529 | 921.0612 | 9.6809 | 181.2031 | 21.6 | 25326.9482 | 25368.9492 | 3.6637 | 258.3465 | 19004.7474 | 2.7446 | 225.6519 | 12648.9751 | 1.8267 | 211.23 | 6338.8589 | 0.91544 | 189.4619 | 213996.8006 | 213959.3215 | 3.6259 | 246.1223 | 160479.1927 | 2.7196 | 215.9319 | 107063.7849 | 1.8144 | 194.2881 | 53504.0249 | 0.90672 | 169.4219 | 138276.6628 | 137332.6906 | 8.6121 | 294.1374 | 103731.356 | 6.505 | 261.0042 | 69036.213 | 4.3292 | 223.9574 | 34595.9092 | 2.1695 | 200.3429 | 90048.2501 | 90066.4113 | 5.9819 | 237.2397 | 67595.9237 | 4.4895 | 224.9448 | 45049.3414 | 2.992 | 203.8084 | 22563.1743 | 1.4986 | 191.2981 | 133843.7107 | 133708.4625 | 6.4015 | 251.3481 | 100374.1852 | 4.8056 | 236.2103 | 66919.7119 | 3.2039 | 210.6626 | 33436.6573 | 1.6008 | 194.6252 | 9741.7501 | 9744.3248 | 9.9753 | 248.7471 | 7292.3155 | 7.4651 | 233.0381 | 4851.8442 | 4.9668 | 211.9274 | 2423.991 | 2.4814 | 192.6174 | 1052344.7769 | 1049882.3935 | 2.9648 | 252.285 | 924056.1201 | 2.6095 | 227.2838 | 787268.7507 | 2.2232 | 220.1769 | 659362.4051 | 1.862 | 214.0355 | 528490.2535 | 1.4924 | 208.1364 | 395723.0639 | 1.1175 | 201.4574 | 259629.3921 | 0.73318 | 193.8612 | 131356.0114 | 0.37094 | 184.4665 | 5147.3809 | 5142.46 | 15.1937 | 180.0511 | 2577.8672 | 7.6165 | 174.1356 | 32325.7356 | 32531.6103 | 238.1698 | 183.8767 | 16169.6008 | 118.3806 | 180.7438 | 26.8504 | 2.3308 | 239.1486 | 26.4966 | 2.3001 | 239.1871 | 1333835.6806 | 9.0066 | 279.829 | 7388004.196 | 49.8869 | 275.3091 | 145.9659 | 13.3 | 236.6 | 41.9 | 21.7 | 115 | 0 | 9 | 0 | 0 | 0 | 0 | 1+1 |  | 0.8887 | 0.9275 | 0.9439 | 0.9333 | Single | 0.99 | 550 | A2 |  | 309 | 2017 |  | #REF! | #REF! | #REF! | #REF! |  | 1 | [5 empty] | BCTT
TGG | BCTT | 2.0.1 | 2017 | TGG310 | Low-End | Yes | Yes | Yes | Yes | Yes | Yes | Yes | Yes | Yes | Yes | Yes | Yes | No | No | No | No | Rack | 1 U | Managed | 1 | AMD EPYC 7261 8-Core Processor | 1 | 1 | 2500 | 8 | 2 | 65536 | 8 | 8GB RDIMM DDR4 2666 | 2 | SATA | SATA 6Gb/s | 2 | Redundant | 550 | Microsoft Windows Server 2016 Datacenter | 10.0.16299 | Oracle Corporation | 1.8.0_201-b09 | AMD_EPYC_Win_HS18_1 | 5.9523 | 10.6525 | 6.8693 | 5.0582 | 5.3365 | 8.3204 | 5.8446 | 9.9833 | 27.9773 | 27.8055 | 40.1689 | 11.3 | 14730.4513 | 14730.6342 | 2.1274 | 216.7884 | 11049.2556 | 1.5957 | 205.0103 | 7391.8634 | 1.0675 | 192.3319 | 3665.6781 | 0.52939 | 178.7861 | 229252.294 | 229402.9498 | 3.8877 | 222.7816 | 171826.604 | 2.9119 | 211.8303 | 114595.4877 | 1.942 | 196.4594 | 57294.4953 | 0.97096 | 178.8013 | 39000.6412 | 38747.4259 | 2.4298 | 217.1887 | 29261.3151 | 1.835 | 204.5771 | 19476.4265 | 1.2214 | 190.6729 | 9740.0012 | 0.61079 | 176.3229 | 25590.131 | 25591.4763 | 1.6997 | 196.0223 | 19197.4265 | 1.275 | 191.2177 | 12806.1864 | 0.85054 | 183.0865 | 6410.4857 | 0.42576 | 174.699 | 38013.332 | 38006.9654 | 1.8196 | 200.2874 | 28489.5509 | 1.364 | 194.6823 | 19016.9805 | 0.91047 | 185.1074 | 9496.0421 | 0.45464 | 175.5035 | 2762.1633 | 2766.4296 | 2.832 | 199.799 | 2081.7581 | 2.1311 | 193.3765 | 1387.5531 | 1.4204 | 184.7365 | 683.752 | 0.69996 | 175.4155 | 872073.8246 | 877029.1608 | 2.4767 | 223.5531 | 762389.4624 | 2.153 | 216.165 | 653121.8498 | 1.8444 | 209.403 | 545764.8088 | 1.5412 | 203.2477 | 437627.7643 | 1.2358 | 196.5788 | 329425.8862 | 0.93029 | 189.6751 | 216909.6241 | 0.61255 | 182.2836 | 109505.9993 | 0.30924 | 173.4396 | 760.5332 | 725.244 | 2.1428 | 160.6828 | 380.0665 | 1.1229 | 150.2487 | 830.9024 | 821.8717 | 6.0171 | 154.891 | 415.3389 | 3.0408 | 150.9146 | 76.9479 | 6.6795 | 240.35 | 77.2766 | 6.708 | 241.12 | 459573.736 | 3.1032 | 218.3655 | 1291116.1181 | 8.7181 | 217.0374 | 142.7872 | 6.6 | 16.7 | 33.4 | 11.2 | 115 | 0 | 3 | 0 | 0 | 0 | 0 | 1+1 |  | 0.8887 | 0.9275 | 0.9439 | 0.9333 | Single | 0.99 | 550 | A2 |  | 310 | 2017 |  | #REF! | #REF! | #REF! | #REF! |  | 1 | [5 empty] | BCTT
TGG | BCTT | 2.0.1 | 2017 | TGG311 | Typical | Yes | Yes | Yes | Yes | Yes | Yes | Yes | Yes | Yes | Yes | Yes | Yes | No | No | No | No | Rack | 1 U | Managed | 1 | AMD EPYC 7351 16-Core Processor | 1 | 1 | 2400 | 16 | 2 | 131072 | 8 | 16GB RDIMM DDR4 2666 | 2 | SATA | SATA 6Gb/s | 2 | Redundant | 550 | Microsoft Windows Server 2016 Datacenter | 10.0.16299 | Oracle Corporation | 1.8.0_201-b09 | AMD_EPYC_Win_HS18_1 | 9.9292 | 15.1233 | 12.519 | 9.385 | 9.858 | 15.4067 | 8.9668 | 10.0993 | 28.1351 | 22.4436 | 99.0535 | 17.7 | 25640.7194 | 25683.8269 | 3.7092 | 234.6252 | 19284.6421 | 2.785 | 217.359 | 12839.3435 | 1.8542 | 198.1177 | 6411.7613 | 0.92597 | 180.6087 | 327419.4297 | 327452.2714 | 5.5493 | 234.4197 | 245514.7152 | 4.1607 | 214.97 | 163812.218 | 2.7761 | 195.0935 | 81855.2126 | 1.3872 | 172.8897 | 75231.8019 | 75639.6558 | 4.7433 | 241.1206 | 56488.2246 | 3.5424 | 220.8519 | 37598.001 | 2.3578 | 199.4142 | 18844.2132 | 1.1817 | 179.4781 | 49127.2057 | 49117.7984 | 3.2622 | 208.121 | 36919.655 | 2.4521 | 200.1535 | 24514.0548 | 1.6281 | 187.4552 | 12278.6006 | 0.8155 | 175.3274 | 73198.3054 | 73189.5696 | 3.5041 | 215.539 | 54915.4198 | 2.6292 | 206.1865 | 36625.1647 | 1.7535 | 191.0206 | 18328.9666 | 0.87753 | 176.8161 | 5307.0427 | 5311.8097 | 5.4377 | 213.9784 | 3970.1459 | 4.0642 | 203.8284 | 2659.9 | 2.7229 | 189.7223 | 1331.3967 | 1.3629 | 175.9226 | 1375670.2727 | 1381903.6406 | 3.9024 | 236.5081 | 1200557.775 | 3.3903 | 226.594 | 1033520.6064 | 2.9186 | 218.3263 | 861655.0682 | 2.4333 | 209.9036 | 689266.7056 | 1.9465 | 201.0154 | 511756.5306 | 1.4452 | 191.4573 | 348585.7324 | 0.98439 | 182.9493 | 171473.4863 | 0.48424 | 174.3403 | 745.5726 | 723.8698 | 2.1387 | 156.9482 | 375.551 | 1.1096 | 148.2433 | 819.6366 | 811.8445 | 5.9437 | 151.8325 | 411.2603 | 3.0109 | 148.8984 | 53.0068 | 4.6013 | 230.1388 | 69.727 | 6.0527 | 240.2436 | 879416.6297 | 5.9382 | 238.7148 | 3503906.2995 | 23.6598 | 238.859 | 144.2059 | 11.3 | 16.9 | 47.1 | 17.7 | 115 | 0 | 5 | 0 | 0 | 0 | 0 | 1+1 |  | 0.8887 | 0.9275 | 0.9439 | 0.9333 | Single | 0.99 | 550 | A2 |  | 311 | 2017 |  | #REF! | #REF! | #REF! | #REF! |  | 1 | [5 empty] | BCTT
TGG | BCTU | 2.0.1 | 2019 | TGG312 | Typical | Yes | Yes | Yes | Yes | Yes | Yes | Yes | Yes | Yes | Yes | Yes | Yes | No | No | No | No | Rack | 1 U | Managed | 1 | Intel(R) Xeon(R) E-2234 CPU @ 3.60GHz | 1 | 1 | 3600 | 4 | 2 | 16227 | 2 | 8GB | 2 | Fixed hard disk media | SAS | 2 | Redundant | 450 | Microsoft Windows Server 2016 Datacenter | 10.0.14393 | Oracle Corporation | 1.8.0_171-b11 | Intel_Win_HS18_5a | 11.7391 | 18.8167 | 16.0681 | 9.917 | 9.2476 | 11.448 | 7.2464 | 21.8006 | 39.8856 | 19.7757 | 28.3806 | 15 | 12374.3548 | 12367.9619 | 1.7861 | 139.7047 | 9311.4982 | 1.3447 | 117.3603 | 6195.5085 | 0.89474 | 68.3878 | 3086.6535 | 0.44577 | 44.9889 | 158410.0209 | 158369.8835 | 2.6839 | 133.7044 | 118869.1318 | 2.0145 | 109.7269 | 79318.9151 | 1.3442 | 60.2075 | 39661.4701 | 0.67214 | 44.1119 | 40595.7036 | 39224.5885 | 2.4598 | 134.8028 | 30449.3125 | 1.9095 | 118.6333 | 20323.5964 | 1.2745 | 74.9717 | 10172.0741 | 0.63789 | 47.7778 | 19791.5131 | 19778.5409 | 1.3136 | 117.0517 | 14854.9174 | 0.98661 | 90.9436 | 9898.9761 | 0.65745 | 64.3808 | 4969.8437 | 0.33008 | 42.4289 | 30662.9525 | 30654.0101 | 1.4676 | 144.8219 | 23011.7577 | 1.1017 | 123.4419 | 15322.9082 | 0.73361 | 72.7136 | 7661.8271 | 0.36682 | 45.77 | 2249.1903 | 2251.4619 | 2.3048 | 149.0756 | 1681.3327 | 1.7212 | 130.2011 | 1113.7563 | 1.1402 | 102.9619 | 564.2976 | 0.57767 | 76.1194 | 416812.8948 | 415842.3399 | 1.1743 | 124.1614 | 361754.5912 | 1.0216 | 107.0694 | 312556.3431 | 0.88265 | 95.2174 | 259932.7327 | 0.73404 | 85.6179 | 206975.8526 | 0.58449 | 76.514 | 155095.2381 | 0.43798 | 63.8356 | 103898.7703 | 0.29341 | 50.439 | 50459.1851 | 0.1425 | 40.9808 | 393.1706 | 379.3408 | 1.1208 | 37.6117 | 195.0081 | 0.57616 | 36.1248 | 280.1884 | 281.5398 | 2.0612 | 36.1397 | 135.8138 | 0.99432 | 35.6474 | 19.9987 | 1.736 | 87.5727 | 19.7742 | 1.7165 | 87.0081 | 410519.2584 | 2.772 | 130.7133 | 544191.5499 | 3.6746 | 129.4761 | 34.1268 | 11.5 | 29.5 | 23.7 | 15 | 230 | 0 | 5 | 0 | 0 | 0 | 0 | n+0 |  | 0.833 | 0.8727 | 0.896 | 0.8638 | Single | 0.98 | 450 | A2 |  | 312 | 2019 |  | #REF! | #REF! | #REF! | #REF! |  | 1 | [5 empty] | BCTU
TGG | BCTU | 2.0.1 | 2019 | TGG313 | Low-End | Yes | Yes | Yes | Yes | Yes | Yes | Yes | Yes | Yes | Yes | Yes | Yes | No | No | No | No | Rack | 1 U | Managed | 1 | Intel(R) Pentium(R) Gold G5500 CPU @ 3.80GHz | 1 | 1 | 3792 | 2 | 2 | 16227 | 2 | 8GB | 2 | Fixed hard disk media | SAS | 2 | Redundant | 450 | Microsoft Windows Server 2016 Datacenter | 10.0.14393 | Oracle Corporation | 1.8.0_171-b11 | Intel_Win_HS18_5 | 9.4928 | 16.4253 | 10.1892 | 6.8721 | 7.4048 | 11.4356 | 6.0791 | 23.3998 | 42.4872 | 28.1779 | 26.7177 | 13.6 | 5632.3605 | 5632.8883 | 0.81348 | 60.7408 | 4226.6534 | 0.6104 | 52.5931 | 2826.4791 | 0.40819 | 43.0956 | 1411.2571 | 0.20381 | 36.9514 | 86353.1713 | 86341.782 | 1.4632 | 62.8281 | 64744.444 | 1.0972 | 56.4031 | 43121.5015 | 0.73077 | 44.1494 | 21579.286 | 0.3657 | 37.6767 | 14496.3489 | 14607.1182 | 0.91601 | 63.8658 | 10845.0781 | 0.68009 | 56.4764 | 7232.7509 | 0.45356 | 44.5608 | 3637.2606 | 0.22809 | 37.2017 | 8340.4914 | 8341.6405 | 0.55402 | 53.7994 | 6252.9819 | 0.4153 | 49.3761 | 4155.2869 | 0.27598 | 41.2631 | 2087.4476 | 0.13864 | 36.0108 | 12919.6304 | 12919.007 | 0.61852 | 56.9267 | 9702.01 | 0.4645 | 51.9189 | 6465.7294 | 0.30956 | 42.4097 | 3226.1213 | 0.15446 | 36.4519 | 929.0167 | 929.2147 | 0.95124 | 56.2458 | 700.4048 | 0.717 | 50.7481 | 463.9011 | 0.4749 | 42.8069 | 237.8999 | 0.24354 | 37.7492 | 213889.5015 | 214838.0575 | 0.60669 | 60.7966 | 184533.8846 | 0.52112 | 56.4736 | 160005.5504 | 0.45185 | 52.4381 | 134862.8378 | 0.38085 | 48.6692 | 107193.0062 | 0.30271 | 45.2673 | 79685.776 | 0.22503 | 42.0972 | 52528.465 | 0.14834 | 38.3229 | 27025.6841 | 0.07632 | 35.1518 | 389.0577 | 395.2403 | 1.1678 | 35.7012 | 193.8624 | 0.57278 | 34.2162 | 282.6632 | 281.1602 | 2.0584 | 34.4027 | 140.2259 | 1.0266 | 34.0279 | 18.6676 | 1.6205 | 55.6581 | 18.5016 | 1.606 | 58.8909 | 190398.4969 | 1.2856 | 63.5603 | 253296.4072 | 1.7104 | 64.0161 | 32.3709 | 9.2 | 31.5 | 27.4 | 13.6 | 230 | 0 | 3 | 0 | 0 | 0 | 0 | n+0 |  | 0.833 | 0.8727 | 0.896 | 0.8638 | Single | 0.98 | 450 | A2 |  | 313 | 2019 |  | #REF! | #REF! | #REF! | #REF! |  | 1 | [5 empty] | BCTU
TGG | BCTU | 2.0.1 | 2019 | TGG314 | High-End | Yes | Yes | Yes | Yes | Yes | Yes | Yes | Yes | Yes | Yes | Yes | Yes | No | No | No | No | Rack | 1 U | Managed | 1 | Intel(R) Xeon(R) E-2288G CPU @ 3.70GHz | 1 | 1 | 3696 | 8 | 2 | 65344 | 4 | 16GB | 2 | Fixed hard disk media | SAS | 2 | Redundant | 550 | Microsoft Windows Server 2016 Datacenter | 10.0.14393 | Oracle Corporation | 1.8.0_171-b11 | Intel_Win_HS18_5a | 16.9634 | 22.958 | 24.4363 | 14.9861 | 15.2503 | 21.6906 | 9.6724 | 19.0264 | 37.7409 | 15.0398 | 90.3722 | 22.2 | 21888.6841 | 21884.8896 | 3.1605 | 174.4665 | 16420.1614 | 2.3713 | 148.9029 | 10970.309 | 1.5843 | 84.0923 | 5453.9001 | 0.78763 | 51.7003 | 202037.3583 | 202046.981 | 3.4241 | 169.9045 | 151581.5998 | 2.5688 | 96.8729 | 100995.1635 | 1.7115 | 58.3987 | 50421.4902 | 0.85448 | 48.1748 | 76579.105 | 76522.9768 | 4.7987 | 158.7745 | 57495.6136 | 3.6055 | 149.8413 | 38270.234 | 2.3999 | 105.5832 | 19143.8423 | 1.2005 | 55.6548 | 40259.6577 | 40210.7336 | 2.6707 | 168.0368 | 30207.2425 | 2.0063 | 136.0084 | 20112.1931 | 1.3358 | 83.9094 | 10064.2879 | 0.66843 | 49.4606 | 60287.8749 | 60256.3636 | 2.8849 | 164.6332 | 45176.7146 | 2.1629 | 156.4923 | 30109.4 | 1.4415 | 90.9661 | 15080.6005 | 0.72201 | 51.2294 | 4439.5104 | 4448.0025 | 4.5534 | 169.9697 | 3319.6276 | 3.3983 | 151.4952 | 2204.7545 | 2.257 | 104.3819 | 1118.3643 | 1.1449 | 67.2052 | 640739.698 | 640651.5662 | 1.8092 | 159.7392 | 564471.1449 | 1.594 | 122.5963 | 482192.6487 | 1.3617 | 110.6485 | 402017.9439 | 1.1353 | 99.351 | 320497.537 | 0.90507 | 86.8633 | 241959.2896 | 0.68328 | 72.1809 | 159130.9302 | 0.44938 | 57.2412 | 78769.6021 | 0.22244 | 46.563 | 365.8147 | 351.4853 | 1.0385 | 40.3792 | 183.6258 | 0.54253 | 38.5439 | 281.5143 | 280.0708 | 2.0504 | 38.7941 | 139.8296 | 1.0237 | 37.9874 | 21.7239 | 1.8858 | 123.3178 | 21.2406 | 1.8438 | 124.6495 | 772813.4162 | 5.2184 | 161.6758 | 2169068.9503 | 14.6464 | 162.0681 | 36.0625 | 17.3 | 26.8 | 36.9 | 22.2 | 230 | 0 | 3 | 0 | 0 | 0 | 0 | n+0 |  | 0.8509 | 0.8938 | 0.908 | 0.8812 | Single | 0.97 | 550 | A2 |  | 314 | 2019 |  | #REF! | #REF! | #REF! | #REF! |  | 1 | [5 empty] | BCTU
TGG | BCTV | 2.0.4 | 2021 | TGG315 | Low-End | Yes | Yes | Yes | Yes | Yes | Yes | Yes | Yes | Yes | Yes | Yes | Yes | No | No | No | No | Rack | 1 U | Managed | 1 | Intel(R) Xeon(R) E-2388G CPU @ 3.20GHz | 1 | 1 | 3192 | 8 | 2 | 65415 | 2 | DDR4, 32GB | 2 | Fixed hard disk media | SATA | 1 | Standard | 450 | Microsoft Windows Server 2019 Datacenter Evaluation | 10.0.17763 | OpenJDK | 11.0.9.1+1-LTS | Intel_Win_HS18_5 | 17.8815 | 23.6746 | 24.6454 | 14.3165 | 11.928 | 161.8188 | 10.2398 | 48.6446 | 96.9427 | 21.6858 | 48.5601 | 26.6 | 24643.6667 | 24616.1668 | 3.555 | 161.9247 | 18499.8011 | 2.6717 | 161.3239 | 12324.4311 | 1.7799 | 89.6656 | 6127.7548 | 0.88495 | 62.4703 | 256082.7409 | 256067.0308 | 4.3395 | 162.9797 | 191878.3718 | 3.2517 | 156.7997 | 128065.459 | 2.1703 | 71.0458 | 64041.7036 | 1.0853 | 58.2742 | 79005.2599 | 78348.3167 | 4.9132 | 159.6428 | 59293.4476 | 3.7183 | 160.8144 | 39463.9453 | 2.4748 | 93.8808 | 19739.1127 | 1.2378 | 62.9375 | 42143.2255 | 42182.5592 | 2.8016 | 157.9975 | 31629.2855 | 2.1007 | 155.9561 | 21066.4271 | 1.3992 | 92.4028 | 10555.6091 | 0.70107 | 60.3547 | 49167.7049 | 49315.7479 | 2.3611 | 157.3072 | 36898.3864 | 1.7666 | 157.005 | 24582.1553 | 1.1769 | 94.4483 | 12281.258 | 0.58798 | 61.1253 | 30950.8826 | 31080.7435 | 31.8173 | 158.4589 | 23174.4884 | 23.7237 | 158.1181 | 15495.4871 | 15.8627 | 90.5969 | 7760.7125 | 7.9446 | 61.1181 | 923301.4129 | 924400.8768 | 2.6105 | 160.633 | 809508.6147 | 2.286 | 160.2107 | 694022.1277 | 1.9599 | 160.6433 | 580169.6248 | 1.6384 | 158.7456 | 461994.7468 | 1.3047 | 133.9312 | 344316.3817 | 0.97234 | 105.0966 | 231487.7123 | 0.65371 | 78.8015 | 115645.8659 | 0.32658 | 58.9785 | 1364.1199 | 1327.7909 | 3.923 | 64.7429 | 684.4002 | 2.0221 | 51.7802 | 979.9251 | 981.0988 | 7.1828 | 55.0035 | 492.1584 | 3.6032 | 50.0679 | 26.9294 | 2.3376 | 107.9477 | 27.054 | 2.3484 | 108.1406 | 503226.2 | 3.398 | 162.3372 | 1178742.8016 | 7.9594 | 163.9075 | 47.4077 | 22.5 | 68.7 | 32.5 | 26.6 | 230 | 0 | 3 | 0 | 0 | 0 | 0 | n+0 |  | 0.833 | 0.8727 | 0.896 | 0.8638 | Single | 0.98 | 450 | A2 |  | 315 | 2021 |  | #REF! | #REF! | #REF! | #REF! |  | 1 | [5 empty] | BCTV
TGG | BCTV | 2.0.4 | 2021 | TGG316 | Typical | Yes | Yes | Yes | Yes | Yes | Yes | Yes | Yes | Yes | Yes | Yes | Yes | No | No | No | No | Rack | 1 U | Managed | 1 | Intel(R) Xeon(R) E-2314 CPU @ 2.80GHz | 1 | 1 | 2808 | 4 | 1 | 16263 | 2 | DDR4, 8GB | 2 | Fixed hard disk media | SATA | 1 | Standard | 450 | Microsoft Windows Server 2019 Datacenter Evaluation | 10.0.17763 | OpenJDK | 11.0.9.1+1-LTS | Intel_Win_HS18_5 | 17.4197 | 19.9425 | 14.9444 | 8.4589 | 7.4981 | 107.6764 | 8.6049 | 64.8832 | 126.0554 | 33.615 | 17.7781 | 20.1 | 13816.0132 | 13808.4109 | 1.9942 | 86.8164 | 10350.8572 | 1.4948 | 75.4169 | 6917.0335 | 0.99894 | 56.4664 | 3451.2789 | 0.49842 | 43.5983 | 137118.4513 | 137085.001 | 2.3232 | 91.28 | 102754.9287 | 1.7414 | 79.4247 | 68571.4546 | 1.1621 | 55.3711 | 34346.2817 | 0.58206 | 43.0961 | 33241.3439 | 32760.5171 | 2.0544 | 110.1944 | 25026.4171 | 1.5694 | 96.646 | 16632.8103 | 1.043 | 69.7867 | 8301.4053 | 0.52058 | 47.2256 | 12322.2878 | 12330.3062 | 0.81893 | 68.2547 | 9243.2388 | 0.6139 | 60.6358 | 6157.4959 | 0.40896 | 48.8044 | 3100.5058 | 0.20592 | 40.94 | 16462.2082 | 16476.0693 | 0.78882 | 76.7133 | 12359.7716 | 0.59174 | 68.0175 | 8252.9701 | 0.39512 | 52.4328 | 4127.2445 | 0.1976 | 42.1419 | 11061.7124 | 11059.785 | 11.3219 | 76.7294 | 8280.3073 | 8.4765 | 67.6978 | 5525.1727 | 5.6561 | 52.4461 | 2770.6644 | 2.8363 | 42.0417 | 400723.6893 | 401726.3251 | 1.1345 | 80.9823 | 344708.9887 | 0.97345 | 74.3387 | 302598.0991 | 0.85453 | 69.6151 | 250180.6343 | 0.7065 | 68.4246 | 200380.6653 | 0.56587 | 64.4437 | 150136.426 | 0.42398 | 57.1902 | 99856.7015 | 0.28199 | 48.7507 | 50655.9696 | 0.14305 | 41.6615 | 1374.7857 | 1365.0839 | 4.0332 | 48.1817 | 688.1612 | 2.0332 | 40.4286 | 980.4093 | 988.4264 | 7.2364 | 42.3961 | 491.1576 | 3.5959 | 38.6259 | 24.0394 | 2.0868 | 61.7575 | 23.9436 | 2.0784 | 62.1518 | 235452.6592 | 1.5899 | 98.0222 | 249067.5854 | 1.6818 | 94.6 | 35.2838 | 16.3 | 90.4 | 24.4 | 20 | 230 | 0 | 7 | 0 | 0 | 0 | 0 | n+0 |  | 0.833 | 0.8727 | 0.896 | 0.8638 | Single | 0.98 | 450 | A2 |  | 316 | 2021 |  | #REF! | #REF! | #REF! | #REF! |  | 1 | [5 empty] | BCTV
TGG | BCTV | 2.0.4 | 2021 | TGG317 | High-End | Yes | Yes | Yes | Yes | Yes | Yes | Yes | Yes | Yes | Yes | Yes | Yes | No | No | No | No | Rack | 1 U | Managed | 1 | Intel(R) Xeon(R) E-2336 CPU @ 2.90GHz | 1 | 1 | 2904 | 6 | 2 | 32647 | 2 | DDR4, 16GB | 2 | Fixed hard disk media | SATA | 1 | Standard | 450 | Microsoft Windows Server 2019 Datacenter Evaluation | 10.0.17763 | OpenJDK | 11.0.9.1+1-LTS | Intel_Win_HS18_5 | 16.9126 | 25.3474 | 23.9238 | 13.4877 | 11.4334 | 154.0739 | 10.011 | 56.3626 | 111.3062 | 24.7556 | 36.2082 | 25.7 | 17838.1796 | 17839.2829 | 2.5763 | 114.9617 | 13365.0369 | 1.9301 | 114.9681 | 8892.6278 | 1.2842 | 70.9856 | 4473.6526 | 0.64607 | 53.7494 | 220520.2279 | 220601.8215 | 3.7385 | 117.2397 | 165247.2685 | 2.8004 | 116.3897 | 110326.4802 | 1.8697 | 63.5522 | 55085.0725 | 0.93352 | 51.045 | 58938.9807 | 56634.473 | 3.5515 | 112.5522 | 44224.6829 | 2.7733 | 112.75 | 29397.9114 | 1.8435 | 75.6106 | 14718.3504 | 0.92298 | 53.3197 | 30058.8615 | 30072.9103 | 1.9973 | 110.6572 | 22565.265 | 1.4987 | 111.0033 | 15033.421 | 0.99847 | 71.6756 | 7478.3289 | 0.49668 | 50.9503 | 35724.6828 | 35791.4918 | 1.7136 | 111.5139 | 26800.9838 | 1.2831 | 111.3333 | 17803.3579 | 0.85236 | 72.7897 | 8942.7333 | 0.42815 | 51.9606 | 22448.0583 | 22531.0532 | 23.065 | 111.9831 | 16855.3321 | 17.2548 | 111.7853 | 11170.0139 | 11.4347 | 71.6142 | 5618.5395 | 5.7517 | 51.8122 | 689213.5831 | 689342.3022 | 1.9467 | 114.1052 | 600128.7165 | 1.6947 | 113.7639 | 513541.8527 | 1.4502 | 114.7484 | 433866.2 | 1.2252 | 114.3653 | 343280.8094 | 0.96941 | 105.458 | 259481.0583 | 0.73276 | 84.91 | 171513.3481 | 0.48435 | 64.2189 | 86550.9043 | 0.24442 | 49.879 | 1368.9551 | 1356.2222 | 4.007 | 56.7511 | 688.9514 | 2.0355 | 45.2427 | 979.1545 | 988.0952 | 7.234 | 47.9936 | 491.8898 | 3.6012 | 43.8133 | 22.9459 | 1.9918 | 80.6684 | 22.9292 | 1.9904 | 80.1937 | 367903.2562 | 2.4842 | 115.5261 | 620040.0608 | 4.1868 | 115.6303 | 41.3929 | 21.9 | 79.2 | 29.9 | 25.6 | 230 | 0 | 7 | 0 | 0 | 0 | 0 | n+0 |  | 0.833 | 0.8727 | 0.896 | 0.8638 | Single | 0.98 | 450 | A2 |  | 317 | 2021 |  | #REF! | #REF! | #REF! | #REF! |  | 1 | [5 empty] | BCTV
TGG | BCTW | 2.0.4 | 2021 | TGG318 | Low-End | Yes | Yes | Yes | Yes | Yes | Yes | Yes | Yes | Yes | Yes | Yes | Yes | No | No | No | No | Rack | 1 U | Managed | 1 | Intel(R) Xeon(R) E-2314 CPU @ 2.80GHz | 1 | 1 | 2808 | 4 | 1 | 16263 | 2 | DDR4, 8GB | 2 | Fixed hard disk media | SATA | 2 | Redundant | 600 | Microsoft Windows Server 2019 Datacenter Evaluation | 10.0.17763 | OpenJDK | 11.0.9.1+1-LTS | Intel_Win_HS18_5 | 12.8106 | 14.932 | 13.2631 | 5.9563 | 5.3353 | 76.5135 | 6.377 | 41.7956 | 79.7207 | 24.5841 | 15.8562 | 15.2 | 13820.6662 | 13834.2987 | 1.9979 | 108.0516 | 10376.7342 | 1.4986 | 97.3526 | 6903.8086 | 0.99703 | 79.3116 | 3454.2979 | 0.49886 | 66.2745 | 137071.6684 | 137054.3715 | 2.3226 | 109.9458 | 102816.1556 | 1.7424 | 98.9148 | 68492.8616 | 1.1607 | 77.2306 | 34267.2389 | 0.58072 | 65.3323 | 37715.5266 | 37108.6576 | 2.3271 | 122.3335 | 28270.7671 | 1.7729 | 114.659 | 18876.0681 | 1.1837 | 95.699 | 9455.7629 | 0.59297 | 69.7142 | 12331.6356 | 12333.1559 | 0.81912 | 88.7803 | 9223.6599 | 0.6126 | 82.7052 | 6197.7199 | 0.41163 | 71.8368 | 3087.7075 | 0.20507 | 63.8023 | 16362.8338 | 16363.0975 | 0.78341 | 98.24 | 12257.8982 | 0.58686 | 89.7194 | 8166.5725 | 0.39099 | 74.9932 | 4091.5505 | 0.19589 | 65.7477 | 11032.5714 | 11057.2805 | 11.3193 | 99.0294 | 8264.7033 | 8.4606 | 90.4494 | 5496.7266 | 5.627 | 76.351 | 2752.8171 | 2.8181 | 64.7903 | 400667.2844 | 400521.0832 | 1.1311 | 103.0035 | 351951.6125 | 0.9939 | 97.0833 | 299573.147 | 0.84598 | 91.6236 | 250114.2435 | 0.70631 | 89.2419 | 202072.6623 | 0.57065 | 85.4113 | 149706.6243 | 0.42277 | 77.5104 | 101114.5969 | 0.28554 | 69.7441 | 49975.9952 | 0.14113 | 63.2484 | 1314.5721 | 1326.5634 | 3.9194 | 69.3028 | 653.9595 | 1.9322 | 62.5536 | 972.8477 | 963.0412 | 7.0506 | 64.4367 | 487.1809 | 3.5667 | 61.4075 | 24.0994 | 2.092 | 85.064 | 24.2076 | 2.1014 | 85.5067 | 241357.6033 | 1.6297 | 110.7258 | 252682.2348 | 1.7062 | 107.6058 | 59.0749 | 12.2 | 57.7 | 19.7 | 15.2 | 230 | 0 | 2 | 0 | 0 | 0 | 0 | 1+1 |  | 0.8305 | 0.9019 | 0.9402 | 0.9402 | Single | 0.96 | 600 | A2 |  | 318 | 2021 |  | #REF! | #REF! | #REF! | #REF! |  | 1 | [5 empty] | BCTW
TGG | BCTW | 2.0.4 | 2021 | TGG319 | Other | Yes | Yes | Yes | Yes | Yes | Yes | Yes | Yes | Yes | Yes | Yes | Yes | No | No | No | No | Rack | 1 U | Managed | 1 | Intel(R) Pentium(R) Gold G6405T CPU @ 3.50GHz | 1 | 1 | 3504 | 2 | 2 | 16136 | 2 | DDR4, 8GB | 2 | Fixed hard disk media | SATA | 2 | Redundant | 600 | Microsoft Windows Server 2019 Datacenter Evaluation | 10.0.17763 | OpenJDK | 11.0.9.1+1-LTS | Intel_Win_HS18_5 | 7.0925 | 10.7294 | 7.1883 | 4.497 | 4.7928 | 7.6687 | 4.5614 | 45.4652 | 83.6567 | 19.879 | 11.9984 | 9.3 | 6033.5113 | 5989.1419 | 0.86493 | 75.1468 | 4540.8092 | 0.65577 | 71.5081 | 3009.8552 | 0.43467 | 64.9768 | 1502.1095 | 0.21693 | 60.5329 | 78425.7682 | 78169.3938 | 1.3247 | 77.1194 | 58832.9147 | 0.99703 | 72.7532 | 39314.7268 | 0.66626 | 65.4352 | 19594.7344 | 0.33207 | 60.0594 | 14019.9721 | 14057.5905 | 0.88155 | 76.8235 | 10487.8376 | 0.65769 | 71.1719 | 7022.7095 | 0.44039 | 64.4858 | 3487.0924 | 0.21867 | 59.3119 | 7755.8189 | 7758.1129 | 0.51527 | 68.4126 | 5819.2058 | 0.38649 | 65.5281 | 3884.4071 | 0.25799 | 61.8406 | 1938.5169 | 0.12875 | 58.3435 | 11758.0161 | 11782.3689 | 0.5641 | 71.1481 | 8806.5201 | 0.42163 | 67.8213 | 5887.4155 | 0.28187 | 62.9261 | 2937.925 | 0.14066 | 58.8548 | 882.1823 | 883.4236 | 0.90436 | 70.7858 | 656.6115 | 0.67217 | 67.5281 | 439.3559 | 0.44977 | 63.1048 | 221.9874 | 0.22725 | 59.5552 | 227039.9447 | 227668.1845 | 0.64293 | 75.7275 | 198364.3973 | 0.56017 | 72.0829 | 169672.0326 | 0.47915 | 69.452 | 141731.3478 | 0.40024 | 66.8505 | 113453.8859 | 0.32039 | 64.8099 | 83092.065 | 0.23465 | 62.5679 | 56699.0026 | 0.16012 | 60.2774 | 28602.5315 | 0.080772 | 57.8452 | 1332.2872 | 1339.6187 | 3.958 | 63.1031 | 669.4645 | 1.978 | 60.0185 | 969.0155 | 967.6806 | 7.0846 | 60.8925 | 485.3995 | 3.5537 | 59.0784 | 17.3633 | 1.5072 | 76.1587 | 17.5124 | 1.5202 | 76.1314 | 120457.2961 | 0.81338 | 77.1874 | 138501.1866 | 0.93522 | 77.9455 | 55.6856 | 6.3 | 61.7 | 15.4 | 9.2 | 230 | 0 | 2 | 0 | 0 | 0 | 0 | 1+1 |  | 0.8305 | 0.9019 | 0.9402 | 0.9402 | Single | 0.96 | 600 | A2 |  | 319 | 2021 |  | #REF! | #REF! | #REF! | #REF! |  | 1 | [5 empty] | BCTW
TGG | BCTW | 2.0.4 | 2021 | TGG320 | Other | Yes | Yes | Yes | Yes | Yes | Yes | Yes | Yes | Yes | Yes | Yes | Yes | No | No | No | No | Rack | 1 U | Managed | 1 | Intel(R) Pentium(R) Gold G6405T CPU @ 3.50GHz | 1 | 1 | 3504 | 2 | 2 | 16136 | 2 | DDR4, 8GB | 4 | Fixed hard disk media | SATA | 2 | Redundant | 600 | Microsoft Windows Server 2019 Datacenter Evaluation | 10.0.17763 | OpenJDK | 11.0.9.1+1-LTS | Intel_Win_HS18_5 | 5.4984 | 8.1754 | 5.4062 | 3.3526 | 3.6315 | 5.8025 | 3.5014 | 65.084 | 77.9102 | 15.7427 | 9.5724 | 7.3 | 6064.8688 | 6050.5657 | 0.8738 | 95.9237 | 4527.628 | 0.65387 | 91.2825 | 3033.1918 | 0.43804 | 85.0597 | 1512.2734 | 0.2184 | 80.2947 | 77559.6302 | 77698.126 | 1.3167 | 97.5397 | 58229.8572 | 0.98681 | 92.8792 | 38814.2619 | 0.65778 | 85.7592 | 19364.7277 | 0.32817 | 80.8147 | 13852.7357 | 13900.3631 | 0.87169 | 98.6431 | 10395.5634 | 0.6519 | 92.83 | 6887.8224 | 0.43193 | 85.3731 | 3476.6445 | 0.21802 | 80.1356 | 7730.6324 | 7727.4575 | 0.51323 | 90.0447 | 5791.099 | 0.38462 | 87.0103 | 3885.4677 | 0.25806 | 82.7003 | 1914.1522 | 0.12713 | 79.1183 | 11794.5375 | 11827.5137 | 0.56626 | 92.7503 | 8839.9612 | 0.42323 | 89.2897 | 5904.5942 | 0.28269 | 83.7267 | 2957.8564 | 0.14161 | 79.5564 | 880.0424 | 880.4588 | 0.90133 | 92.5389 | 655.8008 | 0.67134 | 88.9158 | 445.2818 | 0.45583 | 84.0558 | 223.2562 | 0.22855 | 80.4058 | 227705.4059 | 226805.3993 | 0.64049 | 96.408 | 198508.967 | 0.56058 | 93.6896 | 171559.9765 | 0.48448 | 91.0961 | 142974.4823 | 0.40375 | 88.3994 | 114499.0265 | 0.32334 | 85.86 | 86310.2478 | 0.24374 | 83.6895 | 58229.0378 | 0.16444 | 80.8928 | 29082.4733 | 0.082128 | 78.2658 | 2624.8398 | 2631.4712 | 7.7748 | 86.4492 | 1311.9785 | 3.8763 | 82.3002 | 1213.1579 | 1218.6658 | 8.9221 | 81.59 | 603.3583 | 4.4173 | 79.5786 | 17.4871 | 1.518 | 96.2037 | 17.4859 | 1.5179 | 96.6391 | 120389.784 | 0.81292 | 97.6839 | 139522.6897 | 0.94212 | 98.4197 | 75.6529 | 4.8 | 71.2 | 12.3 | 7.3 | 230 | 0 | 2 | 0 | 0 | 0 | 0 | 1+1 |  | 0.8305 | 0.9019 | 0.9402 | 0.9402 | Single | 0.96 | 600 | A2 |  | 320 | 2021 |  | #REF! | #REF! | #REF! | #REF! |  | 1 | [5 empty] | BCTW
TGG | BCTW | 2.0.4 | 2021 | TGG321 | Typical | Yes | Yes | Yes | Yes | Yes | Yes | Yes | Yes | Yes | Yes | Yes | Yes | No | No | No | No | Rack | 1 U | Managed | 1 | Intel(R) Xeon(R) E-2336 CPU @ 2.90GHz | 1 | 1 | 2904 | 6 | 2 | 32647 | 2 | DDR4, 16GB | 2 | Fixed hard disk media | SATA | 2 | Redundant | 600 | Microsoft Windows Server 2019 Datacenter Evaluation | 10.0.17763 | OpenJDK | 11.0.9.1+1-LTS | Intel_Win_HS18_5 | 13.5794 | 20.0329 | 17.776 | 10.7068 | 9.2277 | 123.325 | 8.3709 | 38.6558 | 73.8651 | 19.9077 | 32.4575 | 20.7 | 18025.9639 | 18019.1433 | 2.6023 | 128.0261 | 13534.3434 | 1.9546 | 141.5129 | 9017.2431 | 1.3022 | 93.1581 | 4503.4672 | 0.65038 | 75.0619 | 221609.8585 | 221577.5178 | 3.755 | 128.9545 | 166262.9877 | 2.8176 | 143.8116 | 110878.4909 | 1.879 | 85.5897 | 55430.7905 | 0.93938 | 73.0545 | 57838.4267 | 58113.6426 | 3.6443 | 127.5616 | 43338.3597 | 2.7177 | 147.5265 | 28948.7581 | 1.8154 | 106.8542 | 14443.8809 | 0.90577 | 81.1113 | 30326.9096 | 30316.5812 | 2.0135 | 124.5068 | 22727.0036 | 1.5094 | 137.4371 | 15177.028 | 1.008 | 93.7235 | 7597.1095 | 0.50457 | 73.3465 | 36123.5467 | 36200.4198 | 1.7331 | 125.0384 | 27069.6458 | 1.296 | 131.7268 | 18081.7893 | 0.86569 | 95.1471 | 9045.3154 | 0.43306 | 74.1094 | 22701.5428 | 22702.9859 | 23.241 | 125.1203 | 17047.0958 | 17.4511 | 136.5797 | 11337.587 | 11.6063 | 93.5839 | 5670.2059 | 5.8046 | 73.8623 | 702141.9833 | 702088.2254 | 1.9827 | 127.7455 | 613649.1178 | 1.7329 | 129.5835 | 529387.1812 | 1.495 | 133.756 | 440797.3518 | 1.2448 | 135.7333 | 351219.9306 | 0.99183 | 125.2562 | 261764.2049 | 0.73921 | 104.3251 | 176472.5588 | 0.49835 | 86.0142 | 88650.2932 | 0.25034 | 71.8155 | 1338.4778 | 1327.0158 | 3.9207 | 77.3282 | 668.8061 | 1.976 | 67.0492 | 964.7918 | 965.1529 | 7.0661 | 69.6631 | 485.0958 | 3.5515 | 66.0244 | 22.8653 | 1.9848 | 99.9686 | 22.8108 | 1.9801 | 99.1986 | 372612.289 | 2.516 | 128.9239 | 622030.0922 | 4.2002 | 129.4061 | 64.2289 | 17.5 | 53.4 | 25.4 | 20.7 | 230 | 0 | 7 | 0 | 0 | 0 | 0 | 1+1 |  | 0.8305 | 0.9019 | 0.9402 | 0.9402 | Single | 0.96 | 600 | A2 |  | 321 | 2021 |  | #REF! | #REF! | #REF! | #REF! |  | 1 | [5 empty] | BCTW
TGG | BCTW | 2.0.4 | 2021 | TGG322 | High-End | Yes | Yes | Yes | Yes | Yes | Yes | Yes | Yes | Yes | Yes | Yes | Yes | No | No | No | No | Rack | 1 U | Managed | 1 | Intel(R) Xeon(R) E-2388G CPU @ 3.20GHz | 1 | 1 | 3192 | 8 | 2 | 65415 | 2 | DDR4, 32GB | 2 | Fixed hard disk media | SATA | 2 | Redundant | 600 | Microsoft Windows Server 2019 Datacenter Evaluation | 10.0.17763 | OpenJDK | 11.0.9.1+1-LTS | Intel_Win_HS18_5 | 14.8905 | 19.4955 | 19.4704 | 11.9485 | 10.1181 | 134.8682 | 8.912 | 34.2993 | 67.3554 | 19.1878 | 46.5011 | 22.6 | 25115.5637 | 25079.1314 | 3.6218 | 168.9474 | 18844.8609 | 2.7215 | 196.409 | 12543.1857 | 1.8114 | 115.5255 | 6280.9551 | 0.90708 | 85.9368 | 257369.771 | 257474.2454 | 4.3634 | 172.6945 | 193018.2096 | 3.271 | 177.8923 | 128707.4633 | 2.1812 | 94.4616 | 64389.3214 | 1.0912 | 81.0355 | 81679.1559 | 79900.394 | 5.0105 | 168.7703 | 61300.0913 | 3.8441 | 192.741 | 40827.1461 | 2.5603 | 137.72 | 20462.2529 | 1.2832 | 98.2839 | 42787.6425 | 42855.8532 | 2.8463 | 178.2777 | 32066.1964 | 2.1297 | 175.6694 | 21346.5504 | 1.4178 | 114.9945 | 10660.3837 | 0.70802 | 82.8971 | 50180.5201 | 50262.2659 | 2.4064 | 165.8258 | 37593.2695 | 1.7998 | 182.0268 | 25092.2795 | 1.2013 | 116.8335 | 12551.1986 | 0.60091 | 84.5881 | 31333.1231 | 31396.8298 | 32.1409 | 165.9229 | 23476.0607 | 24.0324 | 189.7277 | 15608.7018 | 15.9786 | 113.3087 | 7819.2249 | 8.0045 | 83.7126 | 934664.2756 | 936307.8057 | 2.6441 | 169.857 | 822931.6273 | 2.3239 | 168.8659 | 701854.3617 | 1.982 | 174.3231 | 585979.973 | 1.6548 | 177.1548 | 466393.2316 | 1.3171 | 153.5734 | 351302.491 | 0.99206 | 127.1493 | 230800.2896 | 0.65177 | 100.4653 | 116639.6789 | 0.32939 | 81.7565 | 1289.9008 | 1314.8564 | 3.8848 | 85.4557 | 642.8091 | 1.8992 | 73.3895 | 961.9499 | 957.3927 | 7.0092 | 76.0126 | 484.4899 | 3.547 | 72.0952 | 27.061 | 2.349 | 122.63 | 26.9867 | 2.3426 | 121.882 | 513770.2959 | 3.4692 | 171.3768 | 1183898.7666 | 7.9942 | 171.9135 | 69.2997 | 18.8 | 48.1 | 29.9 | 22.6 | 230 | 0 | 7 | 0 | 0 | 0 | 0 | 1+1 |  | 0.8305 | 0.9019 | 0.9402 | 0.9402 | Single | 0.96 | 600 | A2 |  | 322 | 2021 |  | #REF! | #REF! | #REF! | #REF! |  | 1 | [5 empty] | BCTW
TGG | BCTX | 2.0.1 | 2019 | TGG323 | High-End | Yes | Yes | Yes | Yes | Yes | Yes | Yes | Yes | Yes | Yes | Yes | Yes | No | No | No | No | Rack | 1 U | Managed | 1 | Intel(R) Xeon(R) Gold 6230 CPU @ 2.10GHz | 2 | 2 | 2100 | 20 | 2 | 262144 | 8 | HYNIX 32GB 2Rx4 PC4-2666V-RB2-11 | 2 | Fixed hard disk media | SATA | 2 | Redundant | 550 | Microsoft Windows Server 2016 Datacenter | 10.0.16299 | Oracle Corporation | 1.8.0_181-b13 | Intel_Win_HS18_5 | 17.792 | 22.0233 | 25.9074 | 15.0826 | 15.889 | 25.3469 | 15.0304 | 13.4777 | 26.5526 | 19.2686 | 254.1945 | 28.2 | 75252.0314 | 75234.3178 | 10.8651 | 406.1222 | 56399.3646 | 8.145 | 394.4092 | 37583.4418 | 5.4277 | 326.5475 | 18803.8351 | 2.7156 | 248.8583 | 720329.2293 | 720031.0954 | 12.2022 | 423.1194 | 540170.2632 | 9.1542 | 376.2622 | 359937.5107 | 6.0998 | 296.2803 | 180044.3973 | 3.0512 | 187.3503 | 239734.9918 | 231593.437 | 14.5231 | 370.0444 | 179890.2206 | 11.2809 | 370.0711 | 119900.7625 | 7.5189 | 320.0628 | 60001.1748 | 3.7627 | 234.7364 | 122672.6396 | 122677.6674 | 8.1478 | 366.0417 | 92160.022 | 6.1209 | 330.3119 | 61335.3625 | 4.0737 | 286.0569 | 30682.189 | 2.0378 | 231.3094 | 189096.3408 | 189061.7648 | 9.0516 | 375.0806 | 141840.8777 | 6.7908 | 359.7336 | 94633.2776 | 4.5307 | 305.9919 | 47311.9568 | 2.2651 | 239.7214 | 13795.6527 | 13805.2721 | 14.1324 | 369.9944 | 10316.1399 | 10.5606 | 345.8386 | 6911.3612 | 7.0752 | 295.7486 | 3434.5792 | 3.516 | 237.6811 | 3607234.8496 | 3598401.7023 | 10.1618 | 415.0222 | 3150552.6603 | 8.897 | 404.1576 | 2700611.7455 | 7.6264 | 374.3365 | 2256579.1602 | 6.3725 | 346.2702 | 1806004.6971 | 5.1001 | 318.769 | 1351286.1659 | 3.816 | 286.139 | 901886.129 | 2.5469 | 250.7858 | 453814.5186 | 1.2816 | 215.4543 | 810.878 | 805.182 | 2.379 | 132.9929 | 403.9162 | 1.1934 | 117.5194 | 608.8432 | 608.524 | 4.4551 | 122.7488 | 306.8137 | 2.2462 | 115.6335 | 86.9927 | 7.5514 | 392.4808 | 87.0044 | 7.5525 | 391.3812 | 2691801.6914 | 18.1762 | 403.3617 | 15183103.801 | 102.5226 | 403.3233 | 105.7847 | 19.1 | 18.9 | 70 | 28.2 | 115 | 0 | 5 | 0 | 0 | 0 | 0 | 1+1 |  | 0.8571 | 0.9099 | 0.9419 | 0.9292 | Single | 0.99 | 550 | A2 |  | 323 | 2019 |  | #REF! | #REF! | #REF! | #REF! |  | 2 | [5 empty] | BCTX
TGG | BCTX | 2.0.1 | 2019 | TGG324 | Low-End | Yes | Yes | Yes | Yes | Yes | Yes | Yes | Yes | Yes | Yes | Yes | Yes | No | No | No | No | Rack | 1 U | Managed | 1 | Intel(R) Xeon(R) Silver 4112 CPU @ 2.60GHz | 2 | 2 | 2600 | 4 | 2 | 65536 | 8 | HYNIX 8GB 1Rx8 PC4-2666V-RD1-11 | 2 | Fixed hard disk media | SATA | 2 | Redundant | 550 | Microsoft Windows Server 2016 Datacenter | 10.0.16299 | Oracle Corporation | 1.8.0_181-b13 | Intel_Win_HS18_5 | 8.4146 | 13.6543 | 11.2583 | 5.8249 | 6.4079 | 9.9008 | 7.759 | 14.7562 | 29.463 | 18.8225 | 61.0013 | 13.6 | 17948.808 | 17923.9872 | 2.5885 | 197.0645 | 13465.0404 | 1.9446 | 183.8326 | 8967.2646 | 1.295 | 167.5597 | 4486.305 | 0.6479 | 138.7777 | 252849.5189 | 252746.6235 | 4.2833 | 202.4774 | 189703.7319 | 3.2149 | 190.2613 | 126449.9012 | 2.1429 | 171.2652 | 63137.193 | 1.07 | 137.6716 | 55967.3437 | 55689.7332 | 3.4923 | 201.2226 | 41893.1621 | 2.6271 | 190.0571 | 27959.3392 | 1.7533 | 169.4755 | 14025.1462 | 0.87951 | 135.8703 | 25351.2811 | 25360.3261 | 1.6843 | 178.8032 | 19043.5337 | 1.2648 | 170.9087 | 12630.0734 | 0.83884 | 159.5065 | 6325.605 | 0.42012 | 133.7932 | 39534.2994 | 39535.6311 | 1.8928 | 184.5 | 29641.2935 | 1.4191 | 176.3148 | 19773.6549 | 0.94669 | 163.1081 | 9912.3774 | 0.47457 | 134.899 | 2894.0613 | 2893.8626 | 2.9624 | 184.6161 | 2180.336 | 2.232 | 174.6494 | 1443.972 | 1.4782 | 161.9406 | 726.9505 | 0.74418 | 144.9703 | 987893.0958 | 986480.8354 | 2.7858 | 199.8091 | 859789.9053 | 2.428 | 191.9405 | 743370.4965 | 2.0993 | 184.6832 | 611427.9296 | 1.7267 | 176.3066 | 492020.2333 | 1.3894 | 168.1643 | 369696.7462 | 1.044 | 159.0646 | 248011.1949 | 0.70037 | 149.1692 | 122867.7714 | 0.34697 | 132.0531 | 787.8441 | 790.3245 | 2.3351 | 117.5992 | 390.3969 | 1.1535 | 105.1826 | 603.456 | 606.2119 | 4.4382 | 108.6852 | 299.6508 | 2.1938 | 103.1997 | 41.3213 | 3.5869 | 189.103 | 40.7309 | 3.5357 | 189.295 | 660211.3818 | 4.458 | 204.7065 | 1846326.2642 | 12.4672 | 204.3752 | 96.2856 | 8.7 | 20.9 | 33.9 | 13.7 | 115 | 0 | 3 | 0 | 0 | 0 | 0 | 1+1 |  | 0.8571 | 0.9099 | 0.9419 | 0.9292 | Single | 0.99 | 550 | A2 |  | 324 | 2019 |  | #REF! | #REF! | #REF! | #REF! |  | 2 | [5 empty] | BCTX
TGG | BCTX | 2.0.1 | 2019 | TGG325 | Other | Yes | Yes | Yes | Yes | Yes | Yes | Yes | Yes | Yes | Yes | Yes | Yes | No | No | No | No | Rack | 1 U | Managed | 1 | Intel(R) Xeon(R) Silver 4108 CPU @ 1.80GHz | 2 | 2 | 1800 | 8 | 2 | 65536 | 8 | HYNIX 8GB 1Rx8 PC4-2666V-RD1-11 | 2 | Fixed hard disk media | SATA | 2 | Redundant | 550 | Microsoft Windows Server 2016 Datacenter | 10.0.16299 | Oracle Corporation | 1.8.0_181-b13 | Intel_Win_HS18_5 | 12.5477 | 18.5293 | 16.2682 | 8.616 | 9.4714 | 14.8256 | 11.2662 | 15.9604 | 32.4198 | 19.3683 | 88.9669 | 18.6 | 26687.9047 | 26707.715 | 3.857 | 194.6333 | 20000.2721 | 2.8884 | 180.4322 | 13352.3365 | 1.9283 | 164.6033 | 6681.5454 | 0.96493 | 144.6614 | 329074.653 | 328877.0767 | 5.5734 | 197.8944 | 246857.914 | 4.1835 | 183.52 | 164520.8691 | 2.7881 | 164.8569 | 82295.1048 | 1.3946 | 128.46 | 77096.1395 | 77455.7288 | 4.8572 | 190.8972 | 57831.9412 | 3.6266 | 179.8892 | 38541.928 | 2.417 | 163.6092 | 19249.8152 | 1.2071 | 130.6003 | 36722.9607 | 36718.8906 | 2.4387 | 171.5 | 27479.9754 | 1.8251 | 163.5636 | 18350.4025 | 1.2188 | 153.6342 | 9174.8593 | 0.60936 | 139.1828 | 57294.6148 | 57312.2076 | 2.7439 | 177.8306 | 42973.6661 | 2.0574 | 170.1503 | 28643.2052 | 1.3713 | 157.9308 | 14322.762 | 0.68572 | 138.0458 | 4180.8381 | 4179.5307 | 4.2786 | 177.725 | 3149.1094 | 3.2237 | 167.9022 | 2104.5285 | 2.1544 | 155.4553 | 1043.041 | 1.0678 | 141.5789 | 1409114.2381 | 1408846.9589 | 3.9785 | 199.5016 | 1236503.7983 | 3.4918 | 189.6317 | 1056147.454 | 2.9825 | 180.431 | 878092.5573 | 2.4797 | 171.5076 | 705424.2258 | 1.9921 | 163.3087 | 529631.0921 | 1.4957 | 155.0949 | 350095.7563 | 0.98866 | 145.5629 | 176981.3021 | 0.49979 | 135.0262 | 772.2985 | 784.5874 | 2.3181 | 108.2624 | 386.2456 | 1.1412 | 95.9236 | 606.3798 | 609.5116 | 4.4623 | 99.9361 | 303.829 | 2.2244 | 94.4997 | 40.2444 | 3.4934 | 180.0102 | 40.3049 | 3.4987 | 180.9988 | 947997.6704 | 6.4013 | 202.0167 | 2664143.5727 | 17.9894 | 202.2033 | 89.3924 | 12.6 | 22.7 | 41.5 | 18.6 | 115 | 0 | 3 | 0 | 0 | 0 | 0 | 1+1 |  | 0.8571 | 0.9099 | 0.9419 | 0.9292 | Single | 0.99 | 550 | A2 |  | 325 | 2019 |  | #REF! | #REF! | #REF! | #REF! |  | 2 | [5 empty] | BCTX
TGG | BCTX | 2.0.1 | 2019 | TGG326 | Typical | Yes | Yes | Yes | Yes | Yes | Yes | Yes | Yes | Yes | Yes | Yes | Yes | No | No | No | No | Rack | 1 U | Managed | 1 | Intel(R) Xeon(R) Silver 4214 CPU @ 2.20GHz | 2 | 2 | 2200 | 12 | 2 | 131072 | 8 | HYNIX 16GB 2Rx8 PC4-2666V-RE1-11 | 2 | Fixed hard disk media | SATA | 2 | Redundant | 550 | Microsoft Windows Server 2016 Datacenter | 10.0.16299 | Oracle Corporation | 1.8.0_181-b13 | Intel_Win_HS18_5 | 15.7847 | 16.4502 | 22.6114 | 12.173 | 13.1223 | 20.7171 | 12.545 | 15.3809 | 30.3359 | 23.38 | 163.9168 | 24.2 | 46395.5986 | 46436.926 | 6.7063 | 276.5194 | 34777.5836 | 5.0225 | 260.9633 | 23188.19 | 3.3488 | 225.7603 | 11575.1921 | 1.6717 | 186.4372 | 352853.7961 | 353217.1521 | 5.9859 | 271.6722 | 264706.3189 | 4.4859 | 235.0381 | 176427.3777 | 2.9899 | 198.2736 | 88164.3561 | 1.4941 | 129.3867 | 146433.6135 | 144724.6877 | 9.0756 | 266.2611 | 109876.6106 | 6.8903 | 264.8281 | 73312.6511 | 4.5974 | 229.6331 | 36657.7591 | 2.2988 | 156.1392 | 71033.6421 | 71054.4094 | 4.7192 | 249.1167 | 53342.2985 | 3.5428 | 230.3239 | 35533.1465 | 2.36 | 207.9875 | 17781.4982 | 1.181 | 177.8267 | 110646.5108 | 110654.6236 | 5.2978 | 262.8472 | 83057.8866 | 3.9765 | 243.8406 | 55374.706 | 2.6511 | 216.8178 | 27716.7141 | 1.327 | 179.8661 | 8092.0219 | 8098.5833 | 8.2905 | 262.1194 | 6071.3013 | 6.2152 | 238.9797 | 4051.6543 | 4.1477 | 212.0758 | 2029.0659 | 2.0772 | 181.4006 | 2051109.4738 | 2052005.3104 | 5.7948 | 278.5849 | 1789113.3604 | 5.0524 | 257.9698 | 1546714.6201 | 4.3679 | 242.3198 | 1281663.8308 | 3.6194 | 227.279 | 1029014.1713 | 2.9059 | 213.3281 | 772169.8176 | 2.1806 | 198.2736 | 513091.2617 | 1.449 | 182.514 | 256269.5176 | 0.7237 | 164.0774 | 801.5055 | 808.2721 | 2.3881 | 116.1562 | 397.3635 | 1.174 | 102.0289 | 606.513 | 609.5866 | 4.4629 | 106.4908 | 299.4691 | 2.1925 | 99.8444 | 68.4716 | 5.9437 | 265.6248 | 76.3401 | 6.6267 | 271.2695 | 1691524.181 | 11.4219 | 277.4267 | 6731120.4173 | 45.4513 | 277.2828 | 94.3444 | 15.8 | 21.6 | 61.9 | 24.2 | 115 | 0 | 5 | 0 | 0 | 0 | 0 | 1+1 |  | 0.8571 | 0.9099 | 0.9419 | 0.9292 | Single | 0.99 | 550 | A2 |  | 326 | 2019 |  | #REF! | #REF! | #REF! | #REF! |  | 2 | [5 empty] | BCTX
TGG | BCTY | 2.0.3 | 2021 | TGG327 | High-End | Yes | Yes | Yes | Yes | Yes | Yes | Yes | Yes | Yes | Yes | Yes | Yes | No | No | No | No | Rack | 2 U | Managed | 1 | Intel(R) Xeon(R) Platinum 8380 CPU @ 2.30GHz | 2 | 2 | 2295 | 28 | 2 | 1048029 | 16 | 802C869D802C DDR4 | 2 | Fixed hard disk media | SATA | 2 | Standard | 1100 | Microsoft Windows Server 2019 Standard Evaluation | 10.0.17763 | OpenJDK | 11.0.9.1+1-LTS | Intel_Win_HS18_5 | 25.9417 | 29.7898 | 38.8922 | 23.509 | 20.7155 | 260.409 | 21.8886 | 16.305 | 25.4224 | 30.7757 | 269.2738 | 46.5 | 182665.9883 | 182752.4734 | 26.3925 | 790.3258 | 137117.3684 | 19.8021 | 713.9581 | 91368.1975 | 13.1951 | 505.9323 | 45740.7552 | 6.6057 | 352.341 | 1761168.0669 | 1760489.5869 | 29.8347 | 808.3032 | 1320672.9131 | 22.3812 | 681.3581 | 880743.6695 | 14.9258 | 543.2419 | 440223.4973 | 7.4604 | 315.5681 | 586192.8629 | 584839.1943 | 36.6751 | 718.2452 | 439784.4365 | 27.5787 | 707.5677 | 293130.367 | 18.3821 | 465.6452 | 146436.5373 | 9.183 | 315.3387 | 309623.0368 | 308922.6865 | 20.5175 | 724.229 | 232234.0815 | 15.4241 | 677.8419 | 154898.3025 | 10.2878 | 390.4968 | 77351.325 | 5.1374 | 285.6474 | 399002.3641 | 398710.8206 | 19.0889 | 721.6355 | 299319.6275 | 14.3304 | 722.2484 | 199490.5517 | 9.5509 | 430.5516 | 99801.5506 | 4.7782 | 302.0881 | 230377.8943 | 230458.5205 | 235.9201 | 716.6839 | 172746.5168 | 176.8404 | 717.7258 | 115214.8013 | 117.9452 | 412.0484 | 57599.1315 | 58.9642 | 297.6845 | 7598311.209 | 7626767.2894 | 21.5377 | 777.2025 | 6648232.6382 | 18.7744 | 730.9347 | 5699046.4346 | 16.0939 | 568.9661 | 4747501.2931 | 13.4068 | 484.338 | 3795317.7954 | 10.7178 | 424.6372 | 2845655.4297 | 8.036 | 369.3517 | 1894859.6947 | 5.351 | 315.1174 | 945741.3737 | 2.6707 | 263.42 | 1566.811 | 1578.7461 | 4.6645 | 210.5644 | 785.1486 | 2.3198 | 193.2957 | 950.6912 | 963.478 | 7.0538 | 200.6479 | 475.6976 | 3.4827 | 189.4377 | 288.6619 | 25.0575 | 817.0909 | 286.4398 | 24.8646 | 805.0667 | 3445091.4967 | 23.2627 | 802.5968 | 31992827.0848 | 216.0288 | 802.2645 | 170.7518 | 36.3 | 20.4 | 91 | 46.5 | 230 | 0 | 0 | 0 | 0 | 0 | 0 | n+0 |  | 0.8964 | 0.9283 | 0.9438 | 0.8354 | Single | 0.99 | 800 | A2 |  | 327 | 2021 |  | #REF! | #REF! | #REF! | #REF! |  | 2 | [5 empty] | BCTY
TGG | BCTY | 2.0.3 | 2021 | TGG328 | Low-End | Yes | Yes | Yes | Yes | Yes | Yes | Yes | Yes | Yes | Yes | Yes | Yes | No | No | No | No | Rack | 1 U | Managed | 1 | Intel(R) Xeon(R) Silver 4309Y CPU @ 2.80GHz | 2 | 2 | 2793 | 8 | 2 | 130526 | 16 | 802C869D802C DDR4 | 2 | Fixed hard disk media | SATA | 2 | Standard | 600 | Microsoft Windows Server 2019 Standard Evaluation | 10.0.17763 | OpenJDK | 11.0.9.1+1-LTS | Intel_Win_HS18_5 | 13.9256 | 21.8164 | 21.3055 | 11.8021 | 10.2418 | 127.7079 | 10.8984 | 21.8257 | 36.1122 | 33.7662 | 63.3647 | 25.8 | 43801.8121 | 43729.6133 | 6.3153 | 323.8916 | 32871.1509 | 4.7471 | 311.6471 | 21945.4493 | 3.1693 | 221.8116 | 10907.5873 | 1.5752 | 177.759 | 601709.9723 | 601774.6819 | 10.1982 | 334.5332 | 451313.8973 | 7.6483 | 329.7365 | 300582.8458 | 5.0939 | 231.7416 | 150469.8614 | 2.55 | 174.9581 | 147073.475 | 146226.7239 | 9.1698 | 311.0619 | 110216.3746 | 6.9116 | 262.1674 | 73435.4706 | 4.6051 | 232.1368 | 36764.4647 | 2.3055 | 172.5074 | 69417.2826 | 69430.0773 | 4.6113 | 313.9342 | 52128.2669 | 3.4622 | 212.4387 | 34659.5492 | 2.302 | 195.7829 | 17352.9624 | 1.1525 | 167.1981 | 93998.6168 | 94053.2365 | 4.5029 | 312.7439 | 70440.6497 | 3.3725 | 309.3716 | 46992.1977 | 2.2498 | 210.6661 | 23497.0462 | 1.125 | 171.3758 | 53384.4744 | 53429.8174 | 54.696 | 311.9887 | 39996.244 | 40.9441 | 290.7135 | 26706.6715 | 27.3396 | 203.059 | 13339.9375 | 13.6561 | 170.6739 | 1910115.4279 | 1927051.8066 | 5.4419 | 323.6321 | 1672631.1323 | 4.7234 | 321.2045 | 1429647.3474 | 4.0373 | 307.2004 | 1198950.1841 | 3.3858 | 230.3743 | 956506.533 | 2.7011 | 211.0987 | 717691.7948 | 2.0267 | 195.0687 | 478032.9998 | 1.3499 | 178.829 | 239385.5121 | 0.67602 | 162.805 | 1505.7 | 1506.2227 | 4.4502 | 149.9469 | 746.7155 | 2.2062 | 137.4536 | 959.2036 | 954.0975 | 6.9851 | 139.9736 | 477.0527 | 3.4926 | 133.6495 | 133.3409 | 11.5747 | 342.0408 | 133.2068 | 11.5631 | 343.1967 | 931517.7965 | 6.29 | 331.8232 | 3100106.4761 | 20.9332 | 330.3606 | 123.5744 | 19.5 | 28.1 | 46.3 | 25.7 | 230 | 0 | 2 | 0 | 0 | 0 | 0 | n+0 |  | 0.9037 | 0.9335 | 0.9486 | 0.9325 | Single | 0.99 | 600 | A2 |  | 328 | 2021 |  | #REF! | #REF! | #REF! | #REF! |  | 2 | [5 empty] | BCTY
TGG | BCTY | 2.0.3 | 2021 | TGG329 | Typical | Yes | Yes | Yes | Yes | Yes | Yes | Yes | Yes | Yes | Yes | Yes | Yes | No | No | No | No | Rack | 1 U | Managed | 1 | Intel(R) Xeon(R) Gold 6330 CPU @ 2.00GHz | 2 | 2 | 1995 | 56 | 2 | 130526 | 16 | 802C869D802C DDR4 | 2 | Fixed hard disk media | SATA | 2 | Standard | 800 | Microsoft Windows Server 2019 Standard Evaluation | 10.0.17763 | OpenJDK | 11.0.9.1+1-LTS | Intel_Win_HS18_5 | 24.9869 | 26.0116 | 35.4928 | 20.0792 | 18.0293 | 226.0309 | 19.2347 | 17.4004 | 29.7861 | 29.3624 | 88.877 | 36.4 | 126301.1148 | 126597.7975 | 18.2829 | 570.7935 | 94810.8448 | 13.6923 | 528.0839 | 63185.0733 | 9.125 | 354.4648 | 31563.8192 | 4.5583 | 250.0084 | 1143480.2739 | 1143420.9423 | 19.3774 | 576.5323 | 857605.9463 | 14.5337 | 502.2 | 571944.2301 | 9.6926 | 413.6174 | 285951.1804 | 4.846 | 241.2806 | 424042.0833 | 425778.3976 | 26.7004 | 539.2484 | 318178.7451 | 19.9529 | 541.7452 | 212037.9746 | 13.2968 | 358.1271 | 106039.3097 | 6.6497 | 283.7206 | 186870.8964 | 186894.4582 | 12.4129 | 490.1774 | 140160.5578 | 9.309 | 464.8677 | 93334.1774 | 6.1989 | 268.18 | 46794.4242 | 3.1079 | 224.109 | 254598.5812 | 254734.3851 | 12.1958 | 544.2871 | 191244.7778 | 9.1561 | 505.7968 | 127356.7497 | 6.0974 | 305.0794 | 63619.1917 | 3.0459 | 233.6945 | 144192.4184 | 144166.9937 | 147.5836 | 530.7387 | 108129.1196 | 110.6916 | 490.1355 | 72071.5362 | 73.7795 | 285.9768 | 36024.2477 | 36.878 | 228.9058 | 5232311.6356 | 5249949.9968 | 14.8257 | 564.0405 | 4576380.9617 | 12.9235 | 547.6636 | 3922235.9235 | 11.0762 | 501.476 | 3268294.1125 | 9.2295 | 432.5876 | 2619876.7588 | 7.3984 | 301.9883 | 1962351.6201 | 5.5416 | 271.1824 | 1316421.9634 | 3.7175 | 247.4041 | 654897.2015 | 1.8494 | 217.0416 | 1516.3332 | 1493.6551 | 4.4131 | 189.8623 | 752.4709 | 2.2232 | 170.6751 | 982.0074 | 991.2045 | 7.2568 | 176.7615 | 487.8765 | 3.5718 | 165.2797 | 185.7985 | 16.1283 | 551.2946 | 186.8183 | 16.2169 | 550.2895 | 2339578.6617 | 15.7978 | 579.5323 | 7562821.7282 | 51.0673 | 574.5839 | 146.6213 | 32.3 | 22.8 | 51.1 | 36.4 | 230 | 0 | 0 | 0 | 0 | 0 | 0 | n+0 |  | 0.9139 | 0.9438 | 0.9614 | 0.9441 | Single | 0.99 | 1100 | A2 |  | 329 | 2021 |  | #REF! | #REF! | #REF! | #REF! |  | 2 | [5 empty] | BCTY
TGG | BCTZ | 2.0.3 | 2021 | TGG330 | High-End | Yes | Yes | Yes | Yes | Yes | Yes | Yes | Yes | Yes | Yes | Yes | Yes | No | No | No | No | Rack | 2 U | Managed | 1 | Intel(R) Xeon(R) Platinum 8380 CPU @ 2.30GHz | 2 | 2 | 2295 | 28 | 2 | 523741 | 16 | 802C869D802C DDR4 | 2 | Fixed hard disk media | SATA | 2 | Standard | 800 | Microsoft Windows Server 2019 Standard Evaluation | 10.0.17763 | OpenJDK | 11.0.9.1+1-LTS | Intel_Win_HS18_5 | 24.3125 | 27.4463 | 34.6584 | 22.4406 | 19.0636 | 240.3053 | 21.613 | 64.6535 | 263.9124 | 30.0854 | 185.0287 | 45.9 | 181652.1938 | 181939.8872 | 26.2752 | 804.6903 | 136299.9432 | 19.684 | 719.6032 | 90831.9057 | 13.1177 | 550.3903 | 45410.9567 | 6.5581 | 399.5629 | 1710638.5517 | 1710594.6521 | 28.9891 | 804.5323 | 1283128.3526 | 21.7449 | 671.9839 | 855419.5303 | 14.4966 | 591.7871 | 427522.0346 | 7.2451 | 364.6723 | 591334.6249 | 589379.5583 | 36.9598 | 779.6387 | 443752.4266 | 27.8276 | 767.9484 | 295466.694 | 18.5286 | 543.0548 | 147904.5203 | 9.275 | 376.7552 | 310358.8415 | 310413.609 | 20.6165 | 781.4419 | 232733.6218 | 15.4573 | 730.9645 | 155114.7633 | 10.3022 | 398.5 | 77570.2719 | 5.1519 | 293.0145 | 402016.3534 | 402461.5514 | 19.2685 | 789.5548 | 301662.2716 | 14.4425 | 783.129 | 201025.2627 | 9.6244 | 480.4387 | 100466.8524 | 4.81 | 328.3458 | 230084.7054 | 225950.2468 | 231.305 | 798.171 | 172536.1466 | 176.625 | 789.4419 | 114987.9854 | 117.713 | 436.4935 | 57505.8474 | 58.8687 | 308.6729 | 7600073.648 | 7626102.3414 | 21.5358 | 813.314 | 6655995.7223 | 18.7963 | 767.2074 | 5697693.8347 | 16.0901 | 558.2603 | 4746378.1299 | 13.4036 | 491.9512 | 3794330.1092 | 10.715 | 421.9868 | 2849882.2905 | 8.048 | 369.3083 | 1894339.0498 | 5.3495 | 316.1836 | 943916.62 | 2.6656 | 267.0062 | 6849.2609 | 6875.6663 | 20.3146 | 223.813 | 3434.5885 | 10.1477 | 220.3461 | 11062.019 | 11483.9246 | 84.0759 | 222.3307 | 5522.5191 | 40.4314 | 219.5184 | 279.02 | 24.2205 | 812.7548 | 282.3831 | 24.5124 | 807.0467 | 3369377.921 | 22.7514 | 820.1323 | 22298050.2242 | 150.5657 | 813.7419 | 188.7561 | 33.9 | 130.6 | 74.6 | 45.9 | 230 | 0 | 6 | 0 | 0 | 0 | 0 | n+0 |  | 0.8945 | 0.9298 | 0.9452 | 0.9322 | Single | 0.99 | 800 | A2 |  | 330 | 2021 |  | #REF! | #REF! | #REF! | #REF! |  | 2 | [5 empty] | BCTZ
TGG | BCTZ | 2.0.3 | 2021 | TGG331 | Low-End | Yes | Yes | Yes | Yes | Yes | Yes | Yes | Yes | Yes | Yes | Yes | Yes | No | No | No | No | Rack | 2 U | Managed | 1 | Intel(R) Xeon(R) Silver 4309Y CPU @ 2.80GHz | 2 | 2 | 2793 | 8 | 2 | 130526 | 16 | 802C869D802C DDR4 | 2 | Fixed hard disk media | SATA | 2 | Standard | 600 | Microsoft Windows Server 2019 Standard Evaluation | 10.0.17763 | OpenJDK | 11.0.9.1+1-LTS | Intel_Win_HS18_5 | 12.5517 | 19.6191 | 18.8031 | 10.6081 | 9.2951 | 114.8934 | 9.7745 | 18.9821 | 31.9883 | 31.2762 | 59.3249 | 23.4 | 43538.7932 | 43625.1692 | 6.3002 | 346.6368 | 32676.7868 | 4.7191 | 336.1129 | 21757.5987 | 3.1422 | 247.8177 | 10892.1762 | 1.573 | 205.0535 | 600837.3514 | 600792.2825 | 10.1815 | 360.5287 | 450859.3188 | 7.6406 | 356.1458 | 300428.3556 | 5.0913 | 259.1906 | 150174.0881 | 2.545 | 204.4326 | 144725.3168 | 145731.6315 | 9.1388 | 335.9913 | 108492.7944 | 6.8035 | 289.8739 | 72397.5779 | 4.54 | 260.6358 | 36143.7297 | 2.2666 | 201.6316 | 69402.9067 | 69427.1716 | 4.6111 | 335.2781 | 52044.0656 | 3.4566 | 236.37 | 34721.5777 | 2.3061 | 220.1361 | 17328.4426 | 1.1509 | 191.4803 | 93909.5673 | 94042.5169 | 4.5024 | 336.5735 | 70303.7355 | 3.3659 | 334.2726 | 46992.5928 | 2.2498 | 233.29 | 23472.6283 | 1.1238 | 195.5687 | 53168.1508 | 53183.5773 | 54.444 | 333.5219 | 39833.8672 | 40.7779 | 321.0168 | 26546.4291 | 27.1755 | 225.9068 | 13310.4568 | 13.6259 | 195.0545 | 1919153.5576 | 1928822.0324 | 5.4469 | 345.8317 | 1679926.5082 | 4.744 | 343.2822 | 1442333.9787 | 4.0731 | 322.5127 | 1200593.7971 | 3.3904 | 267.3913 | 958149.4565 | 2.7058 | 238.9283 | 718383.2148 | 2.0287 | 223.7934 | 477484.322 | 1.3484 | 208.0481 | 245760.0894 | 0.69402 | 193.16 | 1579.2026 | 1531.1049 | 4.5237 | 177.6641 | 792.4029 | 2.3412 | 165.4438 | 1014.0015 | 989.0865 | 7.2413 | 165.5987 | 509.8083 | 3.7324 | 159.501 | 131.8993 | 11.4496 | 368.7967 | 132.7722 | 11.5254 | 365.7883 | 914061.262 | 6.1721 | 354.6229 | 3098437.3584 | 20.9219 | 352.6668 | 153.6882 | 17.5 | 24.6 | 43.1 | 23.3 | 230 | 0 | 2 | 0 | 0 | 0 | 0 | n+0 |  | 0.9037 | 0.9335 | 0.9486 | 0.9325 | Single | 0.99 | 600 | A2
TGG | BCTZ | 2.0.3 | 2021 | TGG332 | Typical | Yes | Yes | Yes | Yes | Yes | Yes | Yes | Yes | Yes | Yes | Yes | Yes | No | No | No | No | Rack | 2 U | Managed | 1 | Intel(R) Xeon(R) Gold 6330 CPU @ 2.00GHz | 2 | 2 | 1995 | 28 | 2 | 130526 | 16 | 802C869D802C DDR4 | 2 | Fixed hard disk media | SATA | 2 | Standard | 800 | Microsoft Windows Server 2019 Standard Evaluation | 10.0.17763 | OpenJDK | 11.0.9.1+1-LTS | Intel_Win_HS18_5 | 23.0617 | 24.7268 | 33.6094 | 18.5353 | 16.5206 | 205.8465 | 17.9404 | 16.9257 | 28.5302 | 27.4587 | 84.7059 | 34 | 125039.598 | 125381.639 | 18.1072 | 600.8903 | 93727.3484 | 13.5358 | 557.2 | 62463.5786 | 9.0208 | 381.8097 | 31284.3606 | 4.518 | 276.2539 | 1143225.7775 | 1142970.3564 | 19.3697 | 611.071 | 857599.7313 | 14.5336 | 510.4742 | 571734.7992 | 9.6891 | 429.8326 | 285716.2842 | 4.842 | 263.489 | 415792.1011 | 414944.543 | 26.021 | 573.2097 | 311912.3218 | 19.5599 | 576.3323 | 207869.686 | 13.0354 | 372.9181 | 103915.476 | 6.5165 | 275.0355 | 187204.1827 | 187267.4573 | 12.4376 | 525.7194 | 140459.2732 | 9.3288 | 497.4097 | 93596.282 | 6.2163 | 296.6842 | 46790.6132 | 3.1077 | 244.7761 | 254978.3209 | 255036.3031 | 12.2102 | 581.1645 | 191175.9369 | 9.1528 | 544.1516 | 127476.1195 | 6.1031 | 335.2987 | 63705.0215 | 3.05 | 263.3716 | 144141.4409 | 144044.0108 | 147.4577 | 575.3774 | 108107.6163 | 110.6696 | 521.7 | 72138.8372 | 73.8484 | 317.819 | 36042.749 | 36.8969 | 259.5968 | 5216325.1098 | 5239742.1943 | 14.7968 | 588.7843 | 4569774.5538 | 12.9049 | 577.9512 | 3904273.2016 | 11.0255 | 519.3628 | 3258758.9105 | 9.2026 | 441.7298 | 2610494.3721 | 7.3719 | 331.3085 | 1958051.1569 | 5.5295 | 300.4784 | 1310887.0571 | 3.7019 | 269.9945 | 653580.4049 | 1.8457 | 239.6364 | 1549.4125 | 1584.4488 | 4.6813 | 203.7092 | 779.1293 | 2.302 | 184.6584 | 1022.1742 | 997.2486 | 7.301 | 188.0307 | 512.55 | 3.7525 | 179.0048 | 186.1569 | 16.1595 | 593.6027 | 186.4437 | 16.1843 | 584.3421 | 2327300.7346 | 15.7149 | 610.2581 | 7552821.5784 | 50.9998 | 602.0806 | 165.6997 | 30 | 22 | 48.2 | 34.1 | 230 | 0 | 6 | 0 | 0 | 0 | 0 | n+0 |  | 0.8945 | 0.9298 | 0.9452 | 0.9322 | Single | 0.99 | 800 | A2
TGG | BCZV | 2.0.1 | 2019 | TGG333 | High-End | Yes | Yes | Yes | Yes | Yes | Yes | Yes | Yes | Yes | Yes | Yes | Yes | Yes | No | No | No | Blade | 1/4 U | Managed | 4 | Intel(R) Xeon(R) Gold 6230 CPU @ 2.10GHz | 2 | 2 | 2100 | 20 | 2 | 190500 | 12 | 12 x SAMSUNG / M393A2K43BB1-CTD6Q | 8 | 0 | 0 | 2 | Redundancy | 2000 | 10.0.14393 | Oracle Corporation | 1.8.0_171-b11 | Intel_Win_HS18_5 | 18.211 | 29.96 | 25.842 | 15.235 | 16.108 | 25.049 | 14.277 | 18.257 | 14.26 | 29.783 | 220.596 | 30 | 30.4 | 286108.9 | 286226.468 | 41.336 | 1492.235 | 214496.674 | 30.977 | 1467.606 | 143022.795 | 20.655 | 1240.884 | 71495.797 | 10.325 | 913.697 | 3892018.22 | 3896896.881 | 66.04 | 1555.7 | 2918849.426 | 49.465 | 1523.297 | 1946499.164 | 32.987 | 1258.706 | 972731.73 | 16.485 | 739.119 | 903515.93 | 899369.969 | 56.399 | 1425.123 | 677811.448 | 42.505 | 1420.235 | 451872.885 | 28.337 | 1240.265 | 225913.298 | 14.167 | 859.616 | 479142.44 | 479191.05 | 31.83 | 1413.48 | 359598.8 | 23.88 | 1303.22 | 239497.78 | 15.91 | 1127.32 | 119763.85 | 7.95 | 859.73 | 728379.28 | 732298.55 | 35.06 | 1431.45 | 546386.83 | 26.16 | 1391.61 | 364024.96 | 17.43 | 1188.9 | 182034.48 | 8.72 | 873.62 | 52961.01 | 53361.87 | 54.63 | 1430.6 | 39711.7 | 40.65 | 1356.26 | 26505.56 | 27.13 | 1166.58 | 13192.12 | 13.51 | 913.17 | 12922112.54 | 12913570.9 | 36.467 | 1512.32 | 11294349.657 | 31.895 | 1492.812 | 9699845.2173 | 27.392 | 1419.693 | 8066679.1052 | 22.78 | 1315.859 | 6470340.6765 | 18.272 | 1215.158 | 4859129.5295 | 13.722 | 1095.614 | 3236940.8999 | 9.141 | 958.246 | 1614044.0457 | 4.558 | 816.072 | 3601.59 | 3583.55 | 10.59 | 435.9 | 1792.51 | 5.3 | 385.96 | 996.56 | 994.08 | 7.28 | 369.39 | 497.31 | 3.64 | 352.74 | 532.82 | 46.25 | 1533.91 | 527.71 | 45.81 | 1557.13 | 10289219.49 | 69.48 | 1479.07 | 48966187.04 | 330.64 | 1498.85 | 334.9 | 19.9 | 20.6 | 81.4 | 30.4 |  | 2 | 0 | 0 | 2 | 0 | 0 | 1+1 |  | 0.8835 | 0.9313 | 0.9423 | 0.9102 | Single | 0.99 | 1600 | A2 | 122.7
TGG | BCZV | 2.0.1 | 2019 | TGG334 | Low-End | Yes | Yes | Yes | Yes | Yes | Yes | Yes | Yes | Yes | Yes | Yes | Yes | Yes | No | No | No | Blade | 1/4 U | Managed | 4 | Intel(R) Xeon(R) Platinum 8280 CPU @ 2.60GHz | 2 | 2 | 2600 | 56 | 2 | 391807 | 12 | hynix / HMA84GR7CJR4N-WM | 2 | Fixed hard disk media | SAS | 2 | Redundancy | 2000 | Microsoft Windows Server 2016 Datacenter | 10.0.14393 | Oracle Corporation | 1.8.0_171-b11 | Intel_Win_HS18_5 | 18.5272 | 25.4054 | 27.9186 | 16.944 | 16.9198 | 26.6489 | 14.5596 | 5.0873 | 15.9842 | 20.9759 | 289.3908 | 29.3 | 467170.0775 | 467293.3555 | 67.485 | 2677.7352 | 350549.5173 | 50.6253 | 2576.8299 | 233643.1349 | 33.742 | 1943.3556 | 116740.1778 | 16.8592 | 1230.0918 | 4674531.428 | 4672279.7974 | 79.1803 | 2664.1488 | 3505519.841 | 59.4074 | 2287.7357 | 2337891.2674 | 39.6198 | 1578.3542 | 1169074.0951 | 19.8121 | 921.3516 | 1541280.2847 | 1543392.0288 | 96.7856 | 2476.5108 | 1155814.8395 | 72.4807 | 2452.2415 | 770783.8036 | 48.3356 | 1912.2599 | 385253.0951 | 24.1591 | 1161.0608 | 806591.4919 | 807525.2054 | 53.6329 | 2478.9007 | 604810.8442 | 40.1693 | 2139.2257 | 403257.9299 | 26.7829 | 1643.1373 | 201568.096 | 13.3874 | 1075.5383 | 1200597.5261 | 1201817.7447 | 57.5388 | 2502.4723 | 900485.2505 | 43.1121 | 2379.4456 | 600487.5733 | 28.7492 | 1842.5333 | 300194.7465 | 14.3723 | 1139.9154 | 87781.6692 | 87889.2231 | 89.9721 | 2488.0971 | 65907.4333 | 67.4693 | 2274.9919 | 43870.0805 | 44.9097 | 1800.7231 | 21901.2555 | 22.4203 | 1189.0049 | 19349504.344 | 19370150.7736 | 54.7006 | 2642.278 | 16949576.3188 | 47.865 | 2560.935 | 14517680.9859 | 40.9974 | 2314.6137 | 12091577.8401 | 34.1462 | 2068.2941 | 9671840.5891 | 27.3129 | 1734.0115 | 7254239.4379 | 20.4857 | 1476.3955 | 4837584.8831 | 13.6612 | 1195.1953 | 2421865.3635 | 6.8393 | 957.3304 | 987.0294 | 989.2777 | 2.9229 | 420.0584 | 493.905 | 1.4593 | 392.3426 | 1240.1446 | 1199.9275 | 8.7849 | 409.6499 | 646.4319 | 4.7326 | 397.2318 | 580.8809 | 50.4237 | 2394.5366 | 577.6613 | 50.1442 | 2399.8955 | 16803669.058 | 113.4653 | 2595.2197 | 114175806.4052 | 770.9622 | 2664.0872 | 368.3582 | 20.4 | 9 | 77.9 | 29.3 | 230 | 2 | 0 | 0 | 2 | 0 | 0 | 1+1 |  | 0.8958 | 0.9338 | 0.942 | 0.9134 | Single | 0.99 | 2000 | A2 | 97.7
TGG | BCZV | 2.0.1 | 2019 | TGG335 | Typical | Yes | Yes | Yes | Yes | Yes | Yes | Yes | Yes | Yes | Yes | Yes | Yes | Yes | No | No | No | Blade | 1/4 U | Managed | 4 | Intel(R) Xeon(R) Silver 4112 CPU @ 2.60GHz | 2 | 2 | 2600 | 4 | 2 | 96767 | 12 | hynix / HMA81GR7AFR8N-VK | 2 | Fixed hard disk media | SATA | 2 | Redundancy | 1600 | Microsoft Windows Server 2016 Datacenter | 10.0.14393 | Oracle Corporation | 1.8.0_171-b11 | Intel_Win_HS18_5 | 8.8908 | 14.721 | 12.1357 | 6.3425 | 6.9058 | 10.7004 | 7.1187 | 20.5021 | 15.8284 | 29.7898 | 74.8188 | 15.5 | 70367.4915 | 70320.413 | 10.1555 | 748.9452 | 52746.3948 | 7.6175 | 696.5839 | 35182.8236 | 5.081 | 629.9484 | 17591.2328 | 2.5405 | 486.2806 | 1042673.138 | 1043858.1295 | 17.6901 | 786.6871 | 782024.1966 | 13.2528 | 735.4097 | 521265.5732 | 8.8338 | 657.8548 | 260661.5875 | 4.4174 | 511.8516 | 222534.2745 | 222970.2535 | 13.9824 | 755.6677 | 166864.6715 | 10.464 | 707.8742 | 111290.8641 | 6.979 | 647.5839 | 55620.5793 | 3.4879 | 474.0226 | 101513.9138 | 101528.4855 | 6.7432 | 669.6935 | 76207.9038 | 5.0615 | 639.5194 | 50775.3628 | 3.3723 | 593.1258 | 25413.0826 | 1.6878 | 472.5968 | 157966.4453 | 158002.8644 | 7.5646 | 694.1258 | 118570.9839 | 5.6768 | 662.4452 | 78975.2029 | 3.7811 | 607.3419 | 39407.7422 | 1.8867 | 482.3065 | 11602.4107 | 11575.5429 | 11.8499 | 694.6677 | 8726.9337 | 8.9337 | 655.6194 | 5778.0998 | 5.915 | 603.9194 | 2894.9684 | 2.9636 | 514.6516 | 3344360.6877 | 3346141.5651 | 9.4494 | 746.6636 | 2925724.1379 | 8.2621 | 719.8223 | 2513945.1903 | 7.0993 | 690.7785 | 2087997.3535 | 5.8964 | 660.5372 | 1672763.7831 | 4.7238 | 628.1455 | 1252505.4506 | 3.537 | 590.4884 | 840052.1596 | 2.3723 | 545.0934 | 412979.5253 | 1.1662 | 462.024 | 3625.5094 | 3605.1773 | 10.6517 | 388.1031 | 1825.3246 | 5.393 | 352.1351 | 1014.4264 | 1019.5444 | 7.4643 | 337.2264 | 505.4145 | 3.7002 | 326.9044 | 284.5847 | 24.7035 | 819.65 | 276.8113 | 24.0288 | 816.0714 | 2528919.829 | 17.0763 | 779.0871 | 8650787.5094 | 58.4137 | 780.7355 | 311.1193 | 9.1 | 18 | 47.2 | 15.4 | 230 | 2 | 0 | 0 | 2 | 0 | 0 | 1+1 |  | 0.8958 | 0.9338 | 0.942 | 0.9134 | Single | 0.99 | 2000 | A2 | 97.7
TGG | BCZW | 2.0.3 | 2020 | TGG336 | High-End | Yes | Yes | Yes | Yes | Yes | Yes | Yes | Yes | Yes | Yes | Yes | Yes | No | No | No | No | Blade | 1/4 U | Managed | 4 | Intel(R) Xeon(R) Platinum 8380 CPU 2.3GHz | 2 | 2 | 2300 | 40 | 2 | 524288 | 16 | HYNIX 32GB 2Rx4 PC4-2933V-LD2-11 | 2 | Fixed hard disk media | SAS | 3 | Redundant | 3000 | Microsoft Windows Server 2019 Standard Evaluation | 10.0.17763 | Oracle Corporation | 1.8.0_181-b13 | Intel_Win_HS18_5 | 16.165 | 12.9174 | 29.8147 | 17.6902 | 16.3729 | 27.2536 | 14.4132 | 27.6898 | 218.7916 | 11.0203 | 302.213 | 27.8 | 528842.2179 | 524345.7127 | 75.7244 | 3659.6774 | 396655.9227 | 57.2838 | 3054.8194 | 264468.6859 | 38.1937 | 2349.2968 | 132221.1718 | 19.095 | 1764.029 | 3359748.2511 | 3362208.7614 | 56.9788 | 3583.9452 | 2519499.9198 | 42.6975 | 2944.7903 | 1680497.2555 | 28.4791 | 2114.7194 | 840032.1552 | 14.2359 | 1587.2935 | 2309092.4144 | 2311425.7812 | 144.9487 | 3402.1871 | 1732134.7351 | 108.6216 | 3389.471 | 1155115.0213 | 72.4369 | 2470.7355 | 577406.6175 | 36.209 | 1834.2871 | 1219876.4337 | 1218133.1879 | 80.904 | 3398.7871 | 915060.3271 | 60.775 | 3250.1548 | 610332.3201 | 40.5361 | 2166.1839 | 304769.4308 | 20.2417 | 1721.5677 | 1626113.0963 | 1613377.8443 | 77.2429 | 3399.6484 | 1220015.628 | 58.4101 | 3395.4935 | 812976.1254 | 38.9225 | 2307.3935 | 406659.4223 | 19.4694 | 1786.2161 | 122408.9924 | 122598.3886 | 125.5038 | 3366.9097 | 91832.0975 | 94.0084 | 3271.8774 | 61171.6323 | 62.6213 | 2169.9355 | 30608.4663 | 31.3338 | 1755.4387 | 19600791.3761 | 19627754.3201 | 55.428 | 3519.6033 | 17156222.6709 | 48.4485 | 2499.9331 | 14725894.3474 | 41.5854 | 2290.5215 | 12247973.1771 | 34.5878 | 2096.0909 | 9807437.0071 | 27.6958 | 1589.8926 | 7359737.9608 | 20.7836 | 1336.8058 | 4893268.56 | 13.8184 | 1203.9942 | 2451127.3719 | 6.9219 | 1056.3083 | 11773.5774 | 11521.4256 | 34.0407 | 892.7885 | 5871.6879 | 17.3482 | 862.7148 | 37932.1295 | 37849.9948 | 277.1066 | 902.5426 | 18963.4572 | 138.8349 | 890.4639 | 427.7586 | 37.1318 | 3409.8917 | 442.8867 | 38.445 | 3447.1375 | 19651811.2524 | 132.6972 | 3791.9065 | 152874338.2555 | 1032.2707 | 3415.7063 | 698.359 | 18.4 | 77.8 | 57.7 | 27.9 | 230 | 0 | 0 | 0 | 2 | 0 | 0 | 2+1 |  | 0.9313 | 0.9481 | 0.9464 | 0.9288 | Single | 0.99 | 3000 | A2
TGG | BCZW | 2.0.3 | 2020 | TGG337 | Low-End | Yes | Yes | Yes | Yes | Yes | Yes | Yes | Yes | Yes | Yes | Yes | Yes | No | No | No | No | Blade | 1/4 U | Managed | 4 | Intel(R) Xeon(R) Gold 6346 CPU 3.1GHz | 2 | 2 | 3100 | 16 | 2 | 131072 | 16 | HYNIX 8GB 2Rx4 PC4-2666V-RE1-11 | 2 | Fixed hard disk media | SAS | 3 | Redundant | 3000 | Microsoft Windows Server 2019 Standard Evaluation | 10.0.17763 | Oracle Corporation | 1.8.0_181-b13 | Intel_Win_HS18_5 | 14.1351 | 16.3631 | 18.6422 | 11.2464 | 10.0242 | 16.205 | 13.6522 | 30.684 | 314.3069 | 18.5509 | 118.0885 | 22.2 | 377151.0758 | 376797.9686 | 54.416 | 2883.129 | 283077.469 | 40.8812 | 2275.571 | 188438.5051 | 27.2137 | 1979.1323 | 94165.5389 | 13.5991 | 1588.2452 | 3947043.8265 | 3948024.4297 | 66.9065 | 2922.2452 | 2961002.4206 | 50.1796 | 2592.3742 | 1973380.5175 | 33.4425 | 2202.471 | 986366.3298 | 16.7158 | 1569.0355 | 1201714.7053 | 1238661.6045 | 77.676 | 2790.7323 | 901345.593 | 56.5231 | 2769.9097 | 600958.6275 | 37.6859 | 2066.3742 | 300347.5289 | 18.8347 | 1615.3645 | 599316.4959 | 599159.3278 | 39.794 | 2780.4 | 449351.9581 | 29.8443 | 1973.171 | 299767.1029 | 19.9094 | 1782.6774 | 149790.1898 | 9.9485 | 1503.4645 | 807640.4008 | 807112.6118 | 38.6417 | 2797.629 | 605818.9159 | 29.0045 | 2578.271 | 403806.0002 | 19.3328 | 1874.4 | 201994.3606 | 9.6708 | 1534.9806 | 60616.656 | 60625.6817 | 62.0624 | 2788.2129 | 45437.4179 | 46.5142 | 2602.2065 | 30270.0021 | 30.9874 | 1807.0935 | 15134.1957 | 15.4929 | 1532.8194 | 18881243.0909 | 18850748.3562 | 53.2338 | 2888.6678 | 16511411.7683 | 46.6276 | 2863.6215 | 14180192.8832 | 40.0443 | 2581.905 | 11801724.9838 | 33.3276 | 2078.1694 | 9449200.7431 | 26.6842 | 1921.1289 | 7078959.1407 | 19.9907 | 1452.9165 | 4730692.115 | 13.3593 | 1101.9066 | 2361742.3701 | 6.6695 | 955.7364 | 12018.8737 | 11767.3535 | 34.7673 | 827.8557 | 6014.8686 | 17.7713 | 792.7066 | 51665.3129 | 50279.0006 | 368.1016 | 846.7852 | 25813.9009 | 188.9882 | 831.6131 | 576.6327 | 50.0549 | 2722.996 | 574.3142 | 49.8537 | 2662.9615 | 12694802.0065 | 85.7206 | 2863.2097 | 50076953.4358 | 338.1403 | 2863.4484 | 644.1459 | 14 | 98.2 | 46.8 | 22.2 | 230 | 0 | 0 | 0 | 2 | 0 | 0 | 2+1 |  | 0.9313 | 0.9481 | 0.9464 | 0.9288 | Single | 1.99 | 3000 | A2
TGG | BCZW | 2.0.3 | 2020 | TGG338 | Typical | Yes | Yes | Yes | Yes | Yes | Yes | Yes | Yes | Yes | Yes | Yes | Yes | No | No | No | No | Blade | 1/4 U | Managed | 4 | Intel(R) Xeon(R) Gold 6338 CPU 2.0GHz | 2 | 2 | 2000 | 32 | 2 | 262144 | 16 | HYNIX 16GB 2Rx8 PC4-2666V-LD2-11 | 2 | Fixed hard disk media | SAS | 3 | Redundant | 3000 | Microsoft Windows Server 2019 Standard Evaluation | 10.0.17763 | Oracle Corporation | 1.8.0_181-b13 | Intel_Win_HS18_5 | 18.7517 | 21.9318 | 25.8203 | 14.8754 | 14.0711 | 23.0601 | 17.9986 | 29.5641 | 251.3687 | 25.8704 | 227.1884 | 31.2 | 553769.1257 | 553054.0452 | 79.8703 | 2973.0222 | 415318.1994 | 59.9789 | 2777.7194 | 276971.0759 | 39.9993 | 2190.7028 | 138499.4347 | 20.0017 | 1713.4528 | 5603737.4654 | 5602842.919 | 94.9504 | 3033.7028 | 4202803.1916 | 71.2242 | 2753.3639 | 2801586.0413 | 47.478 | 2337.8333 | 1400724.8961 | 23.7378 | 1686.9778 | 1699636.8196 | 1690751.3999 | 106.0264 | 2801.775 | 1274603.7678 | 79.93 | 2789.4278 | 849861.82 | 53.2945 | 2088.5833 | 424922.1537 | 26.6467 | 1658.8333 | 861629.1853 | 861762.9295 | 57.2352 | 2782.7806 | 646314.4331 | 42.9259 | 2614.0722 | 430908.6685 | 28.6194 | 1807.2361 | 215447.457 | 14.3092 | 1563.05 | 1173522.0914 | 1173502.0577 | 56.1832 | 2806.8611 | 880141.9587 | 42.1381 | 2765.1944 | 586996.522 | 28.1033 | 1908.3889 | 293215.563 | 14.0381 | 1608.5278 | 88028.2462 | 88056.0837 | 90.1429 | 2795.6972 | 66078.87 | 67.6448 | 2690 | 43999.5899 | 45.0423 | 1830.1722 | 21989.4315 | 22.5106 | 1588.5167 | 27391665.5835 | 27151541.4131 | 76.6749 | 2927.6873 | 23973023.3509 | 67.6989 | 2886.2952 | 20572400.1237 | 58.0957 | 2736.673 | 17102024.0037 | 48.2955 | 2237.2056 | 13697355.7355 | 38.6808 | 2006.627 | 10267800.8459 | 28.9959 | 1847.9317 | 6847999.1115 | 19.3385 | 1426.9706 | 3429902.7374 | 9.6859 | 1014.8762 | 11864.715 | 11617.3712 | 34.3242 | 844.6242 | 5937.6588 | 17.5432 | 815.6697 | 41313.3778 | 41547.8692 | 304.1794 | 859.3258 | 20675.1657 | 151.3666 | 847.9682 | 889.6489 | 77.2265 | 2990.9333 | 892.5148 | 77.4752 | 2988.9286 | 17756782.955 | 119.9011 | 2929.2556 | 96288040.729 | 650.1766 | 2861.8389 | 665.1682 | 19.1 | 86.2 | 76.7 | 31.3 | 230 | 0 | 0 | 0 | 4 | 0 | 0 | 2+1 |  | 0.9313 | 0.9481 | 0.9464 | 0.9288 | Single | 2.99 | 3000 | A2
TGG | BCZX | 2.0.1 | 2018 | TGG339 | High-End | Yes | Yes | Yes | Yes | Yes | Yes | Yes | Yes | Yes | Yes | Yes | Yes | Yes | No | No | No | Blade | 1/4 U | Managed | 2 | Intel(R) Xeon(R) Platinum 8280 CPU @ 2.60GHz | 4 | 4 | 2600 | 56 | 2 | 786432 | 24 | 32GB RDIMM DDR4 PC4-2666 | 2 | Fixed hard disk media | SATA | 3 | Redundant | 3000 | Microsoft Corporation Microsoft Windows Server 2016 Datacenter | 10.0.16299 | Oracle Corporation | 1.8.0_201-b09 | Intel_Win_HS18_5 | 14.5815 | 18.5547 | 21.1831 | 12.5187 | 13.112 | 20.1478 | 11.9985 | 4.4646 | 13.0277 | 17.2454 | 324.5715 | 24.1 | 371371.6717 | 362584.337 | 52.3633 | 2349.071 | 277306.5482 | 40.0477 | 2283.5516 | 185722.8947 | 26.8215 | 2017.4774 | 92795.4371 | 13.4012 | 1540.6581 | 3825364.1586 | 3768073.6241 | 63.8569 | 2441.8258 | 2869841.9532 | 48.6347 | 2358.8935 | 1912462.5596 | 32.4102 | 1875.1323 | 956379.9505 | 16.2076 | 1274.3387 | 1119983.4234 | 1165373.4999 | 73.0802 | 2251.3323 | 837995.5942 | 52.5504 | 2179.4968 | 559959.4978 | 35.1149 | 1891.3 | 279932.185 | 17.5544 | 1266.8806 | 649083.5313 | 633443.2872 | 42.071 | 2176.8871 | 484971.3828 | 32.21 | 2181.8387 | 324598.097 | 21.5586 | 1853.4516 | 162308.8384 | 10.78 | 1456.6 | 942295.615 | 962268.5392 | 46.0701 | 2252.6258 | 707618.3816 | 33.8783 | 2137.4 | 471367.3877 | 22.5674 | 1917.9194 | 235655.0483 | 11.2823 | 1455.9355 | 68721.5522 | 67543.3899 | 69.1441 | 2223.1774 | 51784.3265 | 53.0115 | 2108.3677 | 34371.3833 | 35.1859 | 1920.6774 | 17195.0145 | 17.6025 | 1530.3226 | 17404980.8552 | 17207161.0624 | 48.5924 | 2364.6686 | 15217978.5178 | 42.975 | 2293.1157 | 13049352.661 | 36.8509 | 2178.8438 | 10875829.6376 | 30.7129 | 2154.5727 | 8714180.2611 | 24.6085 | 1972.6678 | 6518656.0235 | 18.4084 | 1758.862 | 4352603.4405 | 12.2916 | 1568.9281 | 2174604.8858 | 6.141 | 1357.7636 | 956.6038 | 970.6599 | 2.8679 | 480.8541 | 475.6028 | 1.4052 | 420.4459 | 1104.7606 | 1105.4257 | 8.093 | 452.9361 | 550.1194 | 4.0275 | 424.0098 | 542.302 | 47.0748 | 2720.6319 | 522.9157 | 45.392 | 2640.892 | 11087252.2464 | 74.8657 | 2373.7548 | 112690008.193 | 760.9295 | 2344.4129 | 377.7426 | 15.6 | 7.6 | 74.8 | 24.1 | 230 | 0 | 0 | 0 | 2 | 0 | 0 | 2+1 |  | 0.9313 | 0.9481 | 0.9464 | 0.9288 | Single | 0.99 | 3000 | A2 | 237.1
TGG | BCZX | 2.0.1 | 2018 | TGG340 | Low-End | Yes | Yes | Yes | Yes | Yes | Yes | Yes | Yes | Yes | Yes | Yes | Yes | Yes | No | No | No | Blade | 1/4 U | Managed | 2 | Intel(R) Xeon(R) Gold 5122 CPU @ 3.60GHz | 4 | 4 | 2600 | 4 | 2 | 196608 | 24 | 8GB RDIMM DDR4 PC4-2666 | 2 | Fixed hard disk media | SATA | 3 | Redundant | 3000 | Microsoft Corporation Microsoft Windows Server 2016 Datacenter | 10.0.16299 | Oracle Corporation | 1.8.0_201-b09 | Intel_Win_HS18_5 | 4.7823 | 8.3236 | 7.0754 | 3.6018 | 3.9435 | 6.0098 | 4.6232 | 5.4683 | 15.9957 | 22.7719 | 63.9814 | 9.8 | 83449.7835 | 83456.7532 | 12.0526 | 1598.7903 | 62587.4217 | 9.0387 | 1527.5194 | 41661.1004 | 6.0166 | 1387.2065 | 20870.6461 | 3.0141 | 1114.8581 | 1267998.667 | 1250997.8939 | 21.2004 | 1650.3645 | 951233.1507 | 16.1204 | 1588.2323 | 634313.6876 | 10.7496 | 1427.0903 | 317195.277 | 5.3755 | 1099.8806 | 284922.3044 | 281946.9596 | 17.6808 | 1563.2 | 213684.352 | 13.4001 | 1581.129 | 142476.5604 | 8.9347 | 1420.8 | 71260.1174 | 4.4687 | 1074.8742 | 129751.7808 | 129773.472 | 8.6191 | 1512.1742 | 97370.4396 | 6.467 | 1440.6774 | 64921.8109 | 4.3119 | 1339.1484 | 32432.9065 | 2.1541 | 1054.4 | 201588.984 | 201577.0839 | 9.6508 | 1561.5161 | 151331.0951 | 7.2452 | 1487.8 | 100864.4168 | 4.829 | 1365.6516 | 50438.9692 | 2.4148 | 1062.6355 | 14745.8905 | 14657.0608 | 15.0044 | 1540.2871 | 11049.3385 | 11.3112 | 1475.7194 | 7379.9354 | 7.5548 | 1360.6484 | 3679.3485 | 3.7665 | 1197 | 4841414.7713 | 4788841.7702 | 13.5235 | 1601.1116 | 4236860.6972 | 11.9647 | 1567.6281 | 3632293.52 | 10.2575 | 1535.1066 | 3030170.2389 | 8.5571 | 1473.1463 | 2422021.7076 | 6.8397 | 1403.657 | 1813345.9157 | 5.1208 | 1329.3207 | 1204060.2377 | 3.4002 | 1244.2264 | 605911.8695 | 1.7111 | 1052.324 | 980.4696 | 974.6641 | 2.8797 | 401.6426 | 489.9098 | 1.4475 | 347.0689 | 1103.7607 | 1109.4239 | 8.1223 | 374.7082 | 555.5746 | 4.0675 | 344.5885 | 317.5419 | 27.5644 | 1196.7455 | 314.695 | 27.3173 | 1213.35 | 3020638.488 | 20.3966 | 1278.7935 | 14526358.1667 | 98.088 | 1533.071 | 306.7197 | 5.3 | 9.4 | 38.2 | 9.9 | 230 | 0 | 0 | 0 | 2 | 0 | 0 | 2+1 |  | 0.9313 | 0.9481 | 0.9464 | 0.9288 | Single | 1.99 | 3000 | A2 | 207.5
TGG | BCZX | 2.0.1 | 2018 | TGG341 | Typical | Yes | Yes | Yes | Yes | Yes | Yes | Yes | Yes | Yes | Yes | Yes | Yes | No | No | No | No | Blade | 1/4 U | Managed | 2 | Intel(R) Xeon(R) Gold 6230 CPU @ 2.10GHz | 4 | 4 | 2095 | 20 | 2 | 391661 | 24 | 16GB RDIMM DDR4 PC4-2666 | 2 | Fixed hard disk media | SATA | 3 | Redundant | 3000 | Microsoft Corporation Microsoft Windows Server 2016 Datacenter | 10.0.16299 | Oracle Corporation | 1.8.0_201-b09 | Intel_Win_HS18_5 | 13.6133 | 23.2699 | 19.3237 | 11.6135 | 11.7289 | 18.5817 | 12.2189 | 5.2198 | 14.928 | 27.1464 | 242.8101 | 24.5 | 291376.7529 | 301710.5587 | 43.5721 | 1982.6778 | 218463.8761 | 31.5499 | 1924.7528 | 145696.8552 | 21.0411 | 1679.8972 | 72977.8953 | 10.5392 | 1384.6 | 4021730.631 | 4014313.2267 | 68.0299 | 1950.6972 | 3017347.9695 | 51.1345 | 1971.0889 | 2010829.81 | 34.0772 | 1705.4194 | 1005553.3141 | 17.0409 | 1050.6583 | 929294.6094 | 963038.5982 | 60.3918 | 1905.4543 | 697398.7143 | 43.7336 | 1878.5694 | 464628.0986 | 29.1367 | 1664.1361 | 232277.3025 | 14.566 | 1349.5778 | 489575.3863 | 489710.9956 | 32.5248 | 1859.3722 | 367224.6888 | 24.3897 | 1740.9278 | 244801.228 | 16.2588 | 1517.5111 | 122451.9885 | 8.1328 | 1173.8778 | 732981.4398 | 746580.9031 | 35.7437 | 1911.2028 | 549894.0366 | 26.327 | 1834.175 | 366475.0527 | 17.5455 | 1623.6139 | 183225.7135 | 8.7722 | 1344.6889 | 54614.6824 | 54370.6906 | 55.6592 | 1910.675 | 40956.1282 | 41.9267 | 1804.9056 | 27273.0773 | 27.9194 | 1607.7889 | 13653.4937 | 13.9771 | 1377.6611 | 15350012.9578 | 15318486.0514 | 43.2588 | 2003.6192 | 13425639.9956 | 37.9135 | 1983.5897 | 11510976.9892 | 32.5066 | 1913.1349 | 9611525.1016 | 27.1426 | 1803.6794 | 7679267.6806 | 21.686 | 1694.331 | 5745843.4544 | 16.226 | 1568.3278 | 3827508.5377 | 10.8087 | 1428.4357 | 1918497.9779 | 5.4178 | 1152.8111 | 977.251 | 974.9915 | 2.8807 | 423.6879 | 488.0345 | 1.4419 | 359.8167 | 1101.222 | 1100.039 | 8.0536 | 401.0333 | 553.1673 | 4.0498 | 364.9561 | 527.6156 | 45.8 | 1609.9415 | 527.1146 | 45.7565 | 1766.381 | 10235418.6985 | 69.1138 | 1945.4778 | 71097963.154 | 480.0828 | 1977.1944 | 308.6455 | 15.2 | 8.8 | 81.2 | 24.5 | 230 | 0 | 0 | 0 | 4 | 0 | 0 | 2+1 |  | 0.9313 | 0.9481 | 0.9464 | 0.9288 | Single | 2.99 | 3000 | A2
1 | 1 | 1 | 1 | 1 | 1 | 1 | 1 | 1 | 1 | 1 | 1 | 1 | 1 | 1 | 1 | 1 | 1 | 1 | 1 | 1 | 1 | 1 | 1 | 1 | 1 | 1 | 1 | 1 | 1 | 1 | 1 | 1 | 1 | 1 | 1 | 1 | 1 | 1 | 1 | 1 | 1 | 1 | 1 | 1 | 1 | 1 | 1 | 1 | 1 | 1 | 1 | 1 | 1 | 1 | 1 | 1 | 1 | 1 | 1 | 1 | 1 | 1 | 1 | 1 | 1 | 1 | 1 | 1 | 1 | 1 | 1 | 1 | 1 | 1 | 1 | 1 | 1 | 1 | 1 | 1 | 1 | 1 | 1 | 1 | 1 | 1 | 1 | 1 | 1 | 1 | 1 | 1 | 1 | 1 | 1 | 1 | 1 | 1 | 1 | 1 | 1 | 1 | 1 | 1 | 1 | 1 | 1 | 1 | 1 | 1 | 1 | 1 | 1 | 1 | 1 | 1 | 1 | 1 | 1 | 1 | 1 | 1 | 1 | 1 | 1 | 1 | 1 | 1 | 1 | 1 | 1 | 1 | 1 | 1 | 1 | 1 | 1 | 1 | 1 | 1 | 1 | 1 | 1 | 1 | 1 | 1 | 1 | 1 | 1 | 1 | 1 | 1 | 1 | 1 | 1 | 1 | 1 | 1 | 1 | 1 | 1 | 1 | 1 | 1 | 1 | 1 | 1 | 1 | 1 | 1 | 1 | 1 | 1 | 1 | 1 | 1 | 1 | 1 | 1 | 1 | 1 | 1 | 1 | 1 | 1 | 1 | 1 | 1 | 1 | 1 | 1 | 1 | 1 | 1 | 1 | 1 | 1 | 1 | 1 | 1 | 1 | 1 | 1 | 1 | 1 | 1 | 1 | 1 | 1 | 1 | 1 | 1 | 1 | 1 | 1 | 1 | 1 | 1 | [10 empty] | 1 | 1 | 1 | 1
Note on AJ798: David Reiner: 3 partitions on 2 disks
Note on AJ799: David Reiner: 3 partitions on 2 disks
Note on AJ800: David Reiner: 3 partitions on 2 disks
Note on AJ801: David Reiner: 3 partitions on 2 disks
Note on AJ802: David Reiner: 3 partitions on 2 disks
Note on AJ803: David Reiner: 3 partitions on 2 disks
Note on AJ804: David Reiner: 3 partitions on 2 disks
Note on AJ805: David Reiner: 3 partitions on 2 disks